## ACEI
LIST OF ELECTRICAL INSTALLATIONS AS ON 31-03-2017 UNDER THE PERVIEW OF ACEI, MYSURU
SL. NO | FILE NO | NAME & POSTAL ADDRESS OF THE INSTALLATION | GENERATING STATIONS |  |  |  |  | MUSS |  | HT / EHT |  |  | HT MSB |  | LT MSB |  | MULTIPLEX CINEMA/PT/SPT/TT |  | X-RAY IN NOS | NEON SIGNS IN NOS | LIFTS/ ESCALATOR/ PASSENGER CONVEYORS |  | GENERATOR SETS |  |  |  | REMARKS | PI POWERS AS PER DOP
|  |  | KPCL / PRIVATE | TYPE(HYDEL/ THERMAL/WTG/ CO GEN/ BIO MASS/ Solar/Others ) | Nos | CAPACITY IN KVA | TOTAL | 400kV/220kV/110kV/66kV/33kV/PS | No | HT / EHT | CAPACITY IN KVA | TOTAL | NO. OF FIRMS | NO. OF BLOCKS | NO. OF FIRMS | NO. OF BLOCKS | MP/PT/SPT/TT/VIDEO | NO OF SCREENS |  |  | LIFT NOS | ESCALATORS NOS | DG/TG/SOLAR | Nos | CAPACITY IN KVA | TOTAL | KPCL/KPTCL/PRIVATE/CONSUMER | ACEI/DCEI/EI/DEI/AEI
1 | MYS S-1 | Wadhawan Holdings Pvt limited, Nr Laksmikanth Temple, Hebbal Industrial Area, Mysuru. | [7 empty] | 1 | 2000 | 2000 | 1 | 1 | [6 empty] | 5 |  | DG | 1 | 750 | 750 | CONSUMER | ACEI
2 | [22 empty] | DG | 1 | 1010 | 1010 | CONSUMER | ACEI
3 | MYS S-2 | JK Tyre & Industries Limited, Vikrant Tyre Plant1, Metagalli Industrial area , K.R.S Road, Metagalli Post, Mysuru - 570016 | [7 empty] | 1 | 1 X 10000 kVA & 1 X 15000 kVA, 66/6.3 kV | 25000 | [8 empty] | 4 |  | DG | 2 | 5000kVA, 6 kV | 10000 | CONSUMER | ACEI
4 | [22 empty] | DG | 1 | 75 | 75 | CONSUMER | ACEI
5 | [22 empty] | DG | 1 | 180 | 180 | CONSUMER | ACEI
6 | MYS S-3 | The Executive Engineer, Cauvery Neeravary Nigama Niyamitha, Harangi Rehabilitation Division, Kushalanagar, Somavarpete Taluk, Kodagu (KARADILAKKANAKERE) | [7 empty] | 1 | 2 X 12500kVA, 66/6.9 kV | 25000 | [14 empty] | CONSUMER | ACEI
7 | MYS S-4 | Dr C B Murthy, B M Hospital, #22/B, Vinobha Road, Jayalakshmi puram, Mysuru-570 012 | [7 empty] | 1 | 500 & 2500 | 3000 | 1 | 2 |  |  | MP | 4 | 1 |  | 7 | 5 | DG | 1 | 250 | 250 | CONSUMER | ACEI
8 | [22 empty] | DG | 1 | 75 | 75 | CONSUMER | ACEI
9 | [22 empty] | DG | 2 | 380 | 760 | CONSUMER | ACEI
10 | [22 empty] | DG | 1 | 320 | 320 | CONSUMER | ACEI
11 | MYS S-5 | M/s Infosys Limited, No 350, Hebbal Electronics City,Hootagally,Mysuru-570 027 | [7 empty] | 1 | 1 X 16000 kVA & 1 X 20000 kVA,66/11 kV | 36000 | 1 | 42 |  |  | MP | 4 |  |  | 120 | 8 | DG | 2 | 3025 kVA,11 kV | 6050 | CONSUMER | ACEI
12 | [22 empty] | DG | 5 | 2000 kVA,11 kV | 10000 | CONSUMER | ACEI
13 | [22 empty] | DG | 3 | 2270 kVA,11 kV | 6810 | CONSUMER | ACEI
14 | [22 empty] | SOLAR | 1 | 463.68KW | 463.68 | CONSUMER | ACEI
15 | MYS S-6 | M/s Arisglobal Software Pvt. Ltd., & M/s Synoledge India Pvt. Ltd., No: 120, 121 and 122, sy. No. 43 & 44, Belgola industrial area, Metagalli, Mysuru taluk & district. | [7 empty] | 1 | 1x1600kVA 11kV/433V | 1600 | 1 | 1 | [6 empty] | 3 |  | DG | 3 | 380kVA, 415V | 1140 | CONSUMER | ACEI
16 | MYS S-7 | M/s Bank Note Paper Mill India Private Limited, Note Mudran Nagar, Metagalli Industrial Area, Mysuru. | [18 empty] | 6 | [5 empty] | CONSUMER | ACEI
17 | MUSS-1 | Hootagalli 220kV MUSS | [5 empty] | 220 | 1 | [17 empty] | KPTCL | ACEI
18 | MYS S-8 | AMW & MGM Forgings Limited, Plant-II, No:82-84, Belagola Industrial Area, KRS Road, Metagalli Post, Mysuru | [7 empty] | 1 | 2 X 8000 kVA, 66/11 kV | 16000 | [14 empty] | CONSUMER | ACEI
19 | CHN - 1 | M/s Pioneer Power Corporation Limited, Ranganatha Swamy Mini Hydel Project, Shivasamudram Village, Sattegala Post, Kollegala taluk, Chamarajanagar District | PRIVATE | HYDEL | 1 | 3x9706kVA, (3 X 8250 kW),11 Kv | 29118 | [15 empty] | DG | 1 | 250 | 250 | PRIVATE | ACEI
20 | CHN - 2 | Bannari Amman Sugars, Kunthur Village-571 440, Kollegala Taluk | PRIVATE | CO-GEN | 1 | 26250kVA, 11 kV | 26250 |  |  | 1 | 28000kVA, 66/11 kV | 28000 | [10 empty] | DG | 2 | 1250 | 2500 | PRIVATE | ACEI
21 | MUSS-2 | Doddaraypet K.P.T.C.L 220kV MUSS, Chamarajanagar taluk. | [5 empty] | 220 | 1 | [17 empty] | KPTCL | ACEI
22 | MUSS-3 | Maduvanahally K.P.T.C.L 220kV MUSS, Kollegal taluk, Chamarajanagar district. | [5 empty] | 220 | 1 | [17 empty] | KPTCL | ACEI
23 | MYS N-1 | DM South India Hospitlity Pvt Limited, Opp to Race Course Road,(Mall of Mysore), Mysuru. | [7 empty] | 1 | 3 X 1600 | 4800 | 1 | 1 |  |  | MP | 4 |  |  | 2 | 8 | DG | 2 | 1750 | 3500 | CONSUMER | ACEI
24 | MYS N-2 | M/s Bannariamman Sugars Limited, Unit 2, P B No 27,Alaganchi Village, Nanjangud taluk, Mysuru district. PINCODE: 571 119. | PRIVATE | CO-GEN | 1 | 1 X 25000, 11 kV | 25000 |  |  | 1 | 1 X25000 & 1 X 20000, 66/11 kV | 45000 | [10 empty] | DG | 2 | 1250 | 2500 | PRIVATE | ACEI
25 | [5 empty] | 1 X 20000, 11kV | 20000 | [15 empty] | DG | 2 | 750 | 1500 | PRIVATE | ACEI
26 | [5 empty] | 1X 2500, 415V | 2500 | [19 empty] | PRIVATE | ACEI
27 | MYS N-3 | Director, JSS Hospital, Mysuru | [7 empty] | 1 | 3 X 1250 | 4000 | 1 | 1 |  |  |  |  | 4 |  | 19 |  | DG | 2 | 750 | 1500 | CONSUMER | ACEI
28 | [10 empty] | 1X250 | [9 empty] | 5 |  | DG | 1 | 250 | 250 | CONSUMER | ACEI
29 | MYS N-4 | Maveric Holdings Pvt Limited, Makkaji Chowk, Garuda Mall, KR Circle, Mysuru. | [7 empty] | 1 | 2000 | 2000 | [8 empty] | 3 | 7 | DG | 1 | 1010 | 1010 | CONSUMER | ACEI
30 | MYS N-5 | Kayathi Steel Industries Pvt Limited, 12, Phase 3, Thandya Industrial Area, Nanjangud. | [7 empty] | 1 | 20000 66/11 kV | 2000 | [10 empty] | DG | 1 | 500 | 500 | CONSUMER | ACEI
31 | MYS N-6 | Ramesh Kumar, Parshwa Watika, Opp to KMF dairy, Siddarthanagar, T Narasipura Road, Mysuru. | [7 empty] | 1 | 100 | 100 | 1 | 2 | [6 empty] | 8 |  | DG | 1 | 160 | 160 | CONSUMER | ACEI
32 | MYS N-7 | M/s Brigade Enterprises Limited, Grand Mercury Hotel Project, New Bamboo Bazar, New Sayyaji Rao Road, Devaraja Mohalla, Bannimantapa Section, Mysuru. | [7 empty] | 1 | 1000 | 1000 | 1 | 1 | [6 empty] | 4 |  | DG | 2 | 500 | 1000 | CONSUMER | ACEI
33 | MYS N-8 | Satagalli KSRTC bus stand, Mysuru | [7 empty] | 1 | 2x250 | 500 | 1 | 1 | [6 empty] | 2 |  | DG | 1 | 160 | 160 | CONSUMER | ACEI
34 | MUSS-4 | Kadakola,Mysuru 220kV MUSS | [5 empty] | 220 | 1 | [17 empty] | KPTCL | ACEI
35 | MUSS-5 | Vajamangala, Mysuru,220kV MUSS | [5 empty] | 220 | 1 | [17 empty] | KPTCL | ACEI
36 | MYS N-9 | "Hotel Regaalis", C/o Indira Hotels (P) Ltd., Vinobha Road, Mysuru | [7 empty] | 1 | 1X630 | 630 | 1 | 1 | [6 empty] | 3 |  | DG | 1 | 500 | 500 | CONSUMER | ACEI
37 | [22 empty] | DG | 1 | 400 | 400 | CONSUMER | ACEI
38 | MAN-1 | The Manager, M/s CSL Sugars Limited, Bharathi Nagar,K M Doddi, Maddur Taluk, Mandya district. PINCODE: 571 422 | PRIVATE | CO-GEN | 1 | 1 X 32500 kVA, 11 kV | 32500 |  |  | 1 | 31500,66/11 kV | 31500 | [10 empty] | DG | 1 | 1000 | 1000 | PRIVATE | ACEI
39 | MAN-2 | The Manager, M/s NSL Sugars Limited, Koppa Village, Maddur Taluk, Mandya District | PRIVATE | CO-GEN | 1 | 33750 kVA, 11 kV, | 33750 |  |  | 1 | 30000,66/11 kV | 30000 | [10 empty] | DG | 1 | 1000 | 1000 | PRIVATE | ACEI
40 |  |  | PRIVATE | CO-GEN |  | 2625 | 2625 | [15 empty] | DG | 1 | 160 | 160 | PRIVATE | ACEI
41 |  |  | PRIVATE | CO-GEN |  | 2000 | 2000 | [19 empty] | PRIVATE | ACEI
42 | MAN-3 | The Managing Director, The Mysore Sugar Company Limited, Mandya.PIN CODE: 571 402 | PRIVATE | CO-GEN | 1 | 1 X 37613 kVA, 11 kV | 37613 |  |  | 1 | 25000,66/11 kV | 25000 | [10 empty] | DG | 1 | 500 | 500 | PRIVATE | ACEI
43 |  |  | PRIVATE | CO-GEN |  | 2 X 3000 | 6000 | [15 empty] | DG | 1 | 1250 | 1250 | PRIVATE | ACEI
44 |  |  | PRIVATE | CO-GEN | [18 empty] | DG | 1 | 100 | 100 | PRIVATE | ACEI
45 | MAN-4 | M/s Pioneer Genco Ltd., Someshwara Mini Hydel Scheme, Shivasamudram, BLUFF, Malavally Taluk, Mandya District 571 437 | PRIVATE | HYDEL | 1 | 3 X 8000kW (9420 kVA), 11 kV, | 28260 | [15 empty] | DG | 1 | 200 | 200 | PRIVATE | ACEI
46 | MAN-5 | Atria Power Generation (P) Limited, Shimsha Mini Hydel Scheme, Marijogidoddy, Ganalu Village, Malavally Taluk, Mandya District | PRIVATE | HYDEL | 1 | 4 X 6000 kW (7060 kVA), 11 kV, | 28240 | [15 empty] | DG | 1 | 62.5 | 62.5 | PRIVATE | ACEI
47 | MAN-6 | The Executive Engineer,Head Works Division,Bangalore Water Supply & Sewage Board, Thorekadanahally, Malavally Taluk, Mandya District (RR NO HTW 3, for Second & Third Stage) | [7 empty] | 1 | 3 X 8000 kVA,66/6.9 kV | 24000 | [14 empty] | CONSUMER | ACEI
48 | MAN-7 | The Executive Engineer,Head Works Division,Bangalore Water Supply & Sewage Board, Thorekadanahally, Malavally Taluk, Mandya District (RR NO EHT 3, for Fourth Stage Phase 1) | [7 empty] | 1 | 2 X 8000 kVA,66/6.9 kV | 16000 | [10 empty] | DG | 1 | 500 | 500 | CONSUMER | ACEI
49 | MAN-8 | The Executive Engineer, Head Works Division, Bangalore Water Supply & Sewage Board, Thorekadanahally, Malavally Taluk, Mandya District | [7 empty] | 1 | 2 X 25000 kVA, 66/11 kV | 50000 | [10 empty] | DG | 1 | 600 | 600 | CONSUMER | ACEI
50 | [22 empty] | DG | 1 | 500 | 500 | CONSUMER | ACEI
51 | MAN-9 | The Director, Medical College, Mandya (Medical college) | [7 empty] | 1 | 500 | 500 | 1 | 1 | [6 empty] | 4 |  | DG | 1 | 250 | 250 | CONSUMER | ACEI
52 | MAN-10 | The Director, Medical College, Mandya (Boys & Girls Hostel) | [7 empty] | 1 | 500 | 500 | 1 | 1 | [6 empty] | 4 |  | DG | 2 | 62.5 | 125 | CONSUMER | ACEI
53 | MAN-11 | Coramandel Sugars, Makavally, K R Pet Taluk, Mandya District. | PRIVATE | CO-GEN | 1 | 1 X 37500, 11 kV | 52500 |  |  | 1 | 40000, 66/11 kV | 50000 | [10 empty] | DG | 1 | 500 | 500 | PRIVATE | ACEI
54 |  |  | PRIVATE | CO-GEN |  | 2 X7500 kVA, 11 kV |  |  |  |  | 10000, 66/11 kV | [11 empty] | DG | 1 | 250 | 250 | PRIVATE | ACEI
55 |  |  | PRIVATE | CO-GEN | [18 empty] | DG | 1 | 1010 | 1010 | PRIVATE | ACEI
56 | KPCL-1A | KPCL, Sir. K. Sheshadri Iyer Hydro Electric Station, Shivanasamudra, Malavalli Taluk. | KPCL | HYDEL | 1 | 6x4050kVA, 11kV& 4X7080kVA, 11kV | 52620 | [19 empty] | KPCL | ACEI
57 | KPCL-1B | KPCL, Solar power plant at Shivanasamudra, Malavalli Taluk. | KPCL | SOLAR | 1 | 6250 (5 MW) | 6250 | [19 empty] | KPCL | ACEI
58 | KPCL-1C | KPCL, Solar power plant at Shivanasamudra, Malavalli Taluk. | KPCL | SOLAR | 1 | 12500 (10 MW) | 12500 | [19 empty] | KPCL | ACEI
59 | MUSS-6 | Torekadanahally,Malavally, 220kV MUSS | [5 empty] | 220 | 1 | [17 empty] | KPTCL | ACEI
60 | MUSS-7 | Tubinakere, Mandya 220kV MUSS | [5 empty] | 220 | 1 | [17 empty] | KPTCL | ACEI
61 | MUSS-8 | Huyagonahally, KR Pet, 220kVMUSS | [5 empty] | 220 | 1 | [17 empty] | KPTCL | ACEI
62 | HSN-1 | M/s Himatsingka Linens, Plot No 1, SEZ, Textile Specific, KIADB Industrial Area, Gorur Road, Hanumanthapura PO, Hassan 573 201. | PRIVATE | CO-GEN | 1 | 15625kVA, 11 kV | 15625 |  |  | 1 | 12500 | 12500 | [10 empty] | DG | 1 | 630 | 630 | PRIVATE | ACEI
63 | [22 empty] | DG | 1 | 1500 | 1500 | PRIVATE | ACEI
64 | HSN-2 | Sri S Venkataramu, Venkatadri Towers, (BIG BAZAR), Opp to BSNL Bhavan, B M Road, Hassan | [7 empty] | 1 | 630 | 630 | 1 | 1 | [6 empty] | 3 |  | DG | 1 | 380 | 380 | CONSUMER | ACEI
65 | [22 empty] | DG | 1 | 180 | 180 | CONSUMER | ACEI
66 | HSN-3 | The Principal, Hassan Institute of Medical Sciences, Hassan - 573201 (Medical College) | [7 empty] | 1 | 500 | 500 | 1 | 1 | [6 empty] | 4 |  | DG | 1 | 250 | 250 | CONSUMER | ACEI
67 | HSN-4 | The Principal, Hassan Institute of Medical Sciences, Hassan - 573201(Boys & Girls Hostel) | [7 empty] | 1 | 750 | 750 | 1 | 1 | [6 empty] | 4 |  | DG | 2 | 62.5 | 125 | CONSUMER | ACEI
68 | HSN-5 | The Principal, Hassan Institute of Medical Sciences, Hassan - 573201 (Hospital) | [7 empty] | 1 | 1250 | 1250 | 1 | 1 | [6 empty] | 4 |  | DG | 1 | 500 | 500 | CONSUMER | ACEI
69 | HSN-6 | The Secretary, Sri Boovanahally Channakeshawaswamy Vidyasamasthe near Bhanu Theatre, B M Road, Hassan | [7 empty] | 1 | 1000 | 1000 | 1 | 1 | [8 empty] | DG | 1 | 500 | 500 | CONSUMER | ACEI
70 | MUSS-9 | Hassan (220kV MUSS ) | [5 empty] | 220 | 1 | [17 empty] | KPTCL | ACEI
71 | MUSS-10 | Holenarasipura (220kV MUSS at Kaduvina kote) | [5 empty] | 220 | 1 | [17 empty] | KPTCL | ACEI
72 | MUSS-11 | Channarayapattna (220kV MUSS at Yachenahally) | [5 empty] | 220 | 1 | [17 empty] | KPTCL | ACEI
73 | MUSS-12 | Arasikere (220kV MUSS) | [5 empty] | 220 | 1 | [17 empty] | KPTCL | ACEI
74 | MUSS-13 | 220kV Kushalnagar Receiving Station | [5 empty] | 220 | 1 | [17 empty] | KPTCL | ACEI
[5 empty] | 13 |  |  |  | 13 | 32 |  | 440760 | 17 | 60 | 0 | 0 | 0 | 12 | 5 | 0 | 214 | 28 | 0 | 71 |  | 65686.18

## DCEI
LIST OF ELECTRICAL INSTALLATIONS AS ON 31-03-2017 UNDER THE PERVIEW OF DCEI, MYSURU
SL. NO | FILE NO | NAME & POSTAL ADDRESS OF THE INSTALLATION | GENERATING STATIONS |  |  |  |  | MUSS |  | HT / EHT |  |  | HT MSB |  | LT MSB |  | MULTIPLEX CINEMA/PT/SPT/TT |  | X-RAY IN NOS | NEON SIGNS IN NOS | LIFTS/ ESCALATOR/ PASSENGER CONVEYORS |  | GENERATOR SETS |  |  |  | REMARKS | DEI AREA | MONTH OF PERIODICAL INSPECTION
|  |  | KPCL / PRIVATE | TYPE(HYDEL/ THERMAL/WTG/ CO GEN/ BIO MASS/ Solar/Others ) | Nos | CAPACITY IN KVA | TOTAL | 400kV/220kV/110kV/66kV/33kV/PS | No | HT / EHT | CAPACITY IN KVA | TOTAL | NO. OF FIRMS | NO. OF BLOCKS | NO. OF FIRMS | NO. OF BLOCKS | MP/PT/SPT/TT/VIDEO | NO OF SCREENS |  |  | LIFT NOS | ESCALATORS NOS | DG/TG/SOLAR | Nos | CAPACITY IN KVA | TOTAL | KPCL/KPTCL/PRIVATE/CONSUMER
1 | MYSS-1 | M/S. Marris Spinners Pvt. Ltd. Katte Malavadi, Hunsur, K.R.Nagar Road, Hunsur,Mysuru District | [7 empty] | 1 | 2X1250KVA& 2x 800 KVA | 4100 | [10 empty] | DG | 2 | 625 | 1250 | CONSUMER | MYS S | APRIL
2 | [22 empty] | DG | 1 | 600 | 600 | CONSUMER | MYS S | APRIL
3 | [22 empty] | DG | 3 | 380 | 1140 | CONSUMER | MYS S | APRIL
4 | [22 empty] | DG | 1 | 250 | 250 | CONSUMER | MYS S | APRIL
5 | [22 empty] | DG | 1 | 65 | 65 | CONSUMER | MYS S | APRIL
6 | [22 empty] | SOLAR | 1 | 48.8 | 48.8 | CONSUMER | MYS S | APRIL
7 | MYSS-2 | M/s.Wipro TechnologiesLtd, Metagalli Industrial Area, KRS Road, Mysuru-16 | [7 empty] | 1 | 2x1600 1x800 2x500 | 5000 | 1 | 1 | [6 empty] | 3 |  | DG | 3 | 1010 | 3030 | CONSUMER | MYS S | MAY
8 | [22 empty] | DG | 2 | 500 | 1000 | CONSUMER | MYS S | MAY
9 | MYSS-3 | M/s.LGB Forge Ltd plot no 80 & 81, KRS Road, Metagalli I/A, Mysuru-16 | [7 empty] | 1 | 1x2500 & 1x900 | 3400 | [14 empty] | CONSUMER | MYS S | JUN
10 | MYSS-4 | M/s Hotel Dasprakash Paradise, Yadavagiri, Mysuru-20 | [7 empty] | 1 | 1x500KVA | 500 | 1 | 1 | [6 empty] | 2 |  | DG | 1 | 320 | 320 | CONSUMER | MYS S | JUN
11 | [22 empty] | DG | 1 | 160 | 160 | CONSUMER | MYS S | JUN
12 | MYSS-5 | M/s.Vikram Hospital, Yadavagiri, Mysuru-20 | [7 empty] | 1 | 1x750KVA | 750 | 1 | 1 |  |  |  |  | 1 |  | 7 |  | DG | 1 | 500 | 500 | CONSUMER | MYS S | JUN
13 | MYSS-6 | M/s.BGS Apollo Hospital, Adichunchanagiri Road, Kuvempunagar, Mysuru-23. | [7 empty] | 1 | 1x1250 | 1250 | 1 | 1 |  |  |  |  | 1 |  | 4 |  | DG | 1 | 750 | 750 | CONSUMER | MYS S | OCT
14 | [22 empty] | DG | 1 | 380 | 380 | CONSUMER | MYS S | OCT
15 | MYSS-7 | M/s. Raghavendra Commercial Complex, Vijayanagar II Stage, Mysuru. | [7 empty] | 1 | 1x100 | 100 | 1 | 1 | [6 empty] | 1 | [5 empty] | CONSUMER | MYS S | JULY
16 | MYSS-8 | M/s. Brigade Point, No.2963, Gokulam Road, V.V.Mohalla, Mysuru-02 | [7 empty] | 1 | 1x500KVA | 500 | 1 | 1 | [6 empty] | 1 |  | DG | 1 | 125 | 125 | CONSUMER | MYS S | AUG
17 | MYSS-9 | M/s.Sermay Drat Sang cultural Society, Bylakuppe, Periyapatna Taluk, Mysuru District. | [7 empty] | 1 | 1x100KVA | 100 | 1 | 1 | [6 empty] | 1 |  | DG | 1 | 82.5 | 82.5 | CONSUMER | MYS S | SEP
18 | [22 empty] | DG | 1 | 40 | 40 | CONSUMER | MYS S | SEP
19 | MYSS-10 | Sri.K.B.Nagendra, M/s. Land Mark Commercial Complex, Vishmanava Double Road, Kuvempunagar, Mysuru-23. | [7 empty] | 1 | 1x500KVA | 500 | 1 | 1 | [6 empty] | 2 | [5 empty] | CONSUMER | MYS S | AUG
20 | MYSS-11 | M/s Vodafone Essar South Ltd, C/o Landmark Commericail Complex, Kuvempunagar, Mysuru | [20 empty] | DG | 1 | 15 | 15 | CONSUMER | MYS S | AUG
21 | MYSS-12 | M/s A-Z Super Market C/o Landmark Commericail Complex, Kuvempunagar, Mysuru | [20 empty] | DG | 1 | 62.5 | 62.5 | CONSUMER | MYS S | AUG
22 | MYSS-13 | M/s Thought Focus Technologies Ltd C/o Landmark Commericail Complex, Kuvempunagar, Mysuru | [20 empty] | DG | 1 | 200 | 200 | CONSUMER | MYS S | AUG
23 | MYSS-14 | M/s.Triton Valves ltd. Belavadi Industrial Area, Mysuru-18 | [7 empty] | 1 | 1x1500KVA 1x1600kva | 3100 | [10 empty] | DG | 1 | 800 | 800 | CONSUMER | MYS S | OCT
24 | [22 empty] | DG | 1 | 750 | 750 | CONSUMER | MYS S | OCT
25 | [22 empty] | DG | 1 | 110 | 110 | CONSUMER | MYS S | OCT
26 | [22 empty] | DG | 1 | 10 | 10 | CONSUMER | MYS S | OCT
27 | MYSS-15 | Sri Vishwanath Rao, M/s. Swetha Complex, V.V.Mohalla, Mysuru-02. | [7 empty] | 1 | 1x500KVA | 500 | 1 | 1 | [6 empty] | 3 |  | DG | 1 | 62.5 | 62.5 | CONSUMER | MYS S | NOV
28 | MYSS-16 | Thought Focus C/o ViswanathaRao, M/s. Swetha Complex, V.V.Mohalla,Mysuru | [20 empty] | DG | 1 | 320 | 320 | CONSUMER | MYS S | NOV
29 | MYSS-17 | M/s. Hindusthan Unilever Ltd, Hebbal I/A, Metagally , Mysuru-16 | [7 empty] | 1 | 2x2000KVA | 4000 | [8 empty] | 1 |  | DG | 1 | 1500 | 1500 | CONSUMER | MYS S | NOV
30 | [22 empty] | DG | 1 | 1000 | 1000 | CONSUMER | MYS S | NOV
31 | MYSS-18 | Sri.M.S.Revanna, Hotel Peridot Inn, Hebbal I/A, Mysuru. | [7 empty] | 1 | 1x250KVA | 250 | 1 | 1 | [6 empty] | 2 |  | DG | 1 | 125 | 125 | CONSUMER | MYS S | NOV
32 | MYSS-19 | Sri. Nagaraju, Nageetha Complex, Vishwamanava Double Road, Saraswathi Puram, Mysuru. | [7 empty] | 1 | 1x315KVA | 315 | 1 | 1 | [12 empty] | CONSUMER | MYS S | JAN
33 | MYSS-20 | M/s Reliance Infocom Ltd, C/o Nageetha Complex, Vishwamanava double road, Kuvempunagar Mysuru-23 | [20 empty] | DG | 1 | 37.5 | 37.5 | CONSUMER | MYS S | JAN
34 | MYSS-21 | GSSS Institute of Engineering & Technology, KRS Road, Metagalli, Mysuru-16. | [7 empty] | 1 | 1x500KVA | 500 | 1 | 1 | [6 empty] | 3 |  | DG | 1 | 125 | 125 | CONSUMER | MYS S | JAN
35 | MYSS-22 | Mrs Selina Abbas Vagh, ASSMA Arcade, No 12, Temple Road, J.L.Puram, Mysuru | [7 empty] | 1 | 1x400KVA | 400 | 1 | 1 | [6 empty] | 1 |  | DG | 1 | 100 | 100 | CONSUMER | MYS S | MAY
36 | MYSS-23 | Shri H.N Raghvendra M/S Mytri Sampada Vivekananda Road Yadavagiri Mysuru. | [7 empty] | 1 | 1x250KVA | 250 | 1 | 1 | [6 empty] | 1 |  | DG | 1 | 140 | 140 | CONSUMER | MYS S | NOV
37 | MYSS-24 | M/S Automative Axles Ltd Hootagalli I/A Mysuru. | [7 empty] | 1 | 1x5000KVA | 5000 | [10 empty] | DG | 2 | 1000 | 2000 | CONSUMER | MYS S | JAN
38 | [22 empty] | DG | 1 | 250 | 250 | CONSUMER | MYS S | JAN
39 | MYSS-25 | Saraswathi Talkies, Kantharaj Urs Road, Mysuru-9 | [14 empty] | PT | 1 |  |  |  |  | DG | 1 | 30 | 30 | CONSUMER | MYS S | NOV
40 | [22 empty] | DG | 1 | 20 | 20 | CONSUMER | MYS S | NOV
41 | MYSS-26 | Lakshmi Talkies, Bilikere, Hunsur Taluk, Mysuru District | [14 empty] | PT | 1 |  |  |  |  | DG | 1 | 15 | 15 | CONSUMER | MYS S | SEP
42 | MYSS-27 | Leela Theater, Hunsur Town, Mysuru District | [14 empty] | PT | 1 |  |  |  |  | DG | 2 | 15 | 30 | CONSUMER | MYS S | SEP
43 | MYSS-28 | SCVDS Janatha Chithramandira, K.R.Nagara | [14 empty] | PT | 1 |  |  |  |  | DG | 1 | 10 | 10 | CONSUMER | MYS S | SEP
44 | MYSS-29 | Sri Mahadeshwara Talkies, Periyapatna, Mysuru District. | [14 empty] | PT | 1 |  |  |  |  | DG | 1 | 15 | 15 | CONSUMER | MYS S | SEP
45 | [22 empty] | DG | 1 | 12.5 | 12.5 | CONSUMER | MYS S | SEP
46 | MYSS-30 | Sri Sharada Chithramandira, Periyapatna Town, Mysuru District | [14 empty] | PT | 1 |  |  |  |  | DG | 1 | 20 | 20 | CONSUMER | MYS S | SEP
47 | MYSS-31 | M/s. GowriShankara Talkies, K R Nagar Town, Mysuru District. | [14 empty] | PT | 1 |  |  |  |  | DG | 1 | 15 | 15 | CONSUMER | MYS S | SEP
48 | MYSS-32 | Sri Venkateshwara Talkies, K R Nagar Town, Mysuru District | [14 empty] | PT | 1 |  |  |  |  | DG | 1 | 18 | 18 | CONSUMER | MYS S | SEP
49 | MYSS-33 | Sri Padmamba Talkies, Saligrama, K R Nagar Taluk | [14 empty] | PT | 1 |  |  |  |  | DG | 1 | 25 | 25 | CONSUMER | MYS S | SEP
50 | [22 empty] | DG | 1 | 7.5 | 7.5 | CONSUMER | MYS S | SEP
51 | MYSS-34 | M/s Venlon Enterprises Limited, Plot No 26, Belavadi Indusrial Area, Hunsur Road, Mysuru 570 018 | [7 empty] | 1 | 1 X 1000 kVA, 11 kV/433 V, & 1 X 2500kVA 11kV/433V | 3500 | [10 empty] | DG | 1 | 2375 | 2375 | CONSUMER | MYS S | JULY
52 | [22 empty] | DG | 3 | 1000 | 3000 | CONSUMER | MYS S | JULY
53 | [22 empty] | DG | 1 | 750 | 750 | CONSUMER | MYS S | JULY
54 | MYSS-35 | M/s Graphite India Limited, Chunchanakatte Hydro Electric Power Plant, Chunchanakatte, K R Nagar taluk, Mysuru | PRIVATE | HYDEL | 1 | 2x9000KW | 22500 | [15 empty] | DG | 1 | 160 | 160 | PRIVATE | MYS S | SEP
55 | [22 empty] | DG | 1 | 5 | 5 | PRIVATE | MYS S | SEP
56 | MYSS-36 | M/s Subhash Kabini Power Corporation Limited, Kabini Dam Site, Beechanahally, HD Kote Talluk, Mysuru District. PIN CODE:571 116 | PRIVATE | HYDEL | 1 | 2x10000KW | 25000 | [15 empty] | DG | 1 | 200 | 200 | PRIVATE | MYS S | NOV
57 | MYSS-37 | J K Tyres, Truck Radial Plant, #437, Hebbal Industrial Area, Mysuru. | [7 empty] | 1 | 1 X 12500/15000 kVA, 66 kV /6.3 kV, | 15000 | [8 empty] | 2 |  | DG | 1 | TG: (6000kW) 7500, 6.3kV | 7500 | CONSUMER | MYS S | NOV
58 | [22 empty] | DG | 2 | 1450, 6.3kV | 2900 | CONSUMER | MYS S | NOV
59 | [22 empty] | DG | 1 | 365 | 365 | CONSUMER | MYS S | NOV
60 | [22 empty] | DG | 1 | 125 | 125 | CONSUMER | MYS S | NOV
61 | [22 empty] | SOLAR | 1 | 633 | 633 | CONSUMER | MYS S | NOV
62 | MYSS-38 | The Managing Director, Sri Maruthy Power Gen(India) Limited, No 22/4, Race Course Road, Gandhinagar, Bangalore. PIN CODE:560 009(At KABINI DAM) | PRIVATE | HYDEL | 1 | 2x1500KW | 3750 | [15 empty] | DG | 1 | 62.5 | 62.5 | PRIVATE | MYS S | NOV
63 | MYSS-39 | M/s Master Power, 3 MW Nugu-Mini Hydel Plant,"Nugu Dam" , BIRWAL, Saragur, H D Kote Tq, Mysuru District. PIN CODE: 571 121 | PRIVATE | HYDEL | 1 | 4x750KW | 3750 | [15 empty] | DG | 1 | 63 | 63 | PRIVATE | MYS S | DEC
64 | MYSS-40 | The Executive Engineer, Cauvery Neeravary Nigama Niyamitha, KR Division, Kabini Colony, HD Kote, Mysuru, District, PIN CODE : (TARAKA LIS) | [7 empty] | 1 | 2 X 6300 kVA, 66/6.9 kV. | 12600 | [14 empty] | CONSUMER | MYS S | NOV
65 | MYSS-41 | M/s Shimoga Steels Ltd., KRS Road, Metagally, Mysuru 570 016 | [7 empty] | 1 | 1 X 10000 kVA, 66 kV /11 k V, | 10000 | [10 empty] | DG | 1 | 250 | 250 | CONSUMER | MYS S | DEC
66 | MYSS-42 | M/s Triveni Engineering & Industries Ltd., KRS Road, Metagally, Mysuru 570 016 | [7 empty] | 1 | 1 X 2500 kVA, 11 k V / 433 V, 1 X 900 kVA , 11 kV/433V, | 3400 | [10 empty] | DG | 2 | 1500 | 3000 | CONSUMER | MYS S | DEC
67 | MYSS-43 | M/s Bhoruka Aluminium Ltd., #1, KRS Road, Metagally, Mysuru 570 016 | [7 empty] | 1 | 2 X 1600 kVA, & 1 X 2000 kVA, 11 k V / 433 V, 2X500 kVA, 11 kV/433 V, | 6200 | [10 empty] | DG | 1 | 1250 | 1250 | CONSUMER | MYS S | DEC
68 | [22 empty] | DG | 1 | 860 | 860 | CONSUMER | MYS S | DEC
69 | [22 empty] | DG | 1 | 380 | 380 | CONSUMER | MYS S | DEC
70 | MYSS-44 | Sri. L.K.SathayaNarayan ,Hotel Akshaya Palace Inn,Hebbal,Myaore | [7 empty] | 1 | 1X250 KVA | 250 | 1 | 1 | [6 empty] | 1 |  | DG | 1 | 125 | 125 | CONSUMER | MYS S | MAY
71 | MYSS-45 | Sri.K.Krishnappa,#258,Mahadeshwara Layout,Vijayanagara II stage,Mysuru | [7 empty] | 1 | 1x200KVA | 200 | 1 | 1 | [8 empty] | DG | 1 | 62.5 | 62.5 | CONSUMER | MYS S | AUG
72 | MYSS-46 | Sri.Venugopal Raju, Bhoodevi Farm, Hunsur Road, Mysuru. | [7 empty] | 1 | 1x250KVA | 250 | 1 | 1 | [6 empty] | 1 |  | DG | 1 | 250 | 250 | CONSUMER | MYS S | MAR
73 | MYSS-47 | SRI.Bannasandra Haneef Basha, Janatha Chitramandira, Hunsuru. | [14 empty] | PT | 1 |  |  |  |  | DG | 1 | 15 | 15 | CONSUMER | MYS S | JULY
74 | MYSS-48 | M/s Excelsoft Technologies Pvt. Ltd. 1-B, Hootagalli industrial area, Mysuru-570 018 | [7 empty] | 1 | 1x250KVA | 250 | 1 | 1 | [6 empty] | 3 |  | DG | 1 | 180 | 180 | CONSUMER | MYS S | MAY
75 | [22 empty] | DG | 1 | 82.5 | 82.5 | CONSUMER | MYS S | MAY
76 | MYSS-49 | Sri N Ravishankar,No 2751, 2751/1,New No 29,6th Main Road,VV Puram, Mysuru | [7 empty] | 1 | 1x160KVA | 160 | 1 | 1 | [12 empty] | CONSUMER | MYS S | NOV
77 | MYSS-50 | M/s.Ramavari Power Pvt. Ltd., Sy.no:191/193, Kuttavadi Village, Hunsur taluk, Mysuru district | PRIVATE | SOLAR | 1 | 1100 | 1100 | [19 empty] | PRIVATE | MYS S | DEC
78 | MYSS-51 | M/s Skylet Power Pvt. Ltd., Sy.no:192/194, Kuttavadi Village, Hunsur taluk, Mysuru district | PRIVATE | SOLAR | 1 | 1100 | 1100 | [19 empty] | PRIVATE | MYS S | DEC
79 | CHN-01 | Basaveshwara Talkies, Chamarajanagar | [14 empty] | PT | 1 |  |  |  |  | DG | 1 | 15 | 15 | CONSUMER | CHN | MAY
80 | CHN-02 | Siddhartha Talkies, Chamarajanagar | [14 empty] | PT | 1 |  |  |  |  | DG | 1 | 25 | 25 | CONSUMER | CHN | MAY
81 | CHN-03 | Simha Movie Paradise, Chamarajanagar | [14 empty] | PT | 1 |  |  |  |  | DG | 1 | 62.5 | 62.5 | CONSUMER | CHN | MAY
82 | CHN-04 | Guru Raghavendra Chitramandira, Chamrajanagar | [14 empty] | PT | 1 |  |  |  |  | DG | 1 | 15 | 15 | CONSUMER | CHN | MAY
83 | CHN-05 | M/s. Srinivasa Talkies, Kollegala taluk, Chamarajanagar. | [14 empty] | PT | 1 |  |  |  |  | DG | 1 | 35 | 35 | CONSUMER | CHN | MAR
84 | CHN-06 | M/s. Krishna Talkies, Kollegala taluk, Chamarajanagar. | [14 empty] | PT | 1 |  |  |  |  | DG | 1 | 25 | 25 | CONSUMER | CHN | MAR
85 | [22 empty] | DG | 1 | 18 | 18 | CONSUMER | CHN | MAR
86 | CHN-07 | M/s. Shobha Chitramandira, Kollegal taluk, Chamrajanagar. | [14 empty] | PT | 1 |  |  |  |  | DG | 1 | 25 | 25 | CONSUMER | CHN | MAR
87 | [22 empty] | DG | 1 | 15 | 15 | CONSUMER | CHN | MAR
88 | CHN-08 | M/s. Shanthi Chitramandira, Kollegal taluk, Chamrajanagar. | [14 empty] | PT | 1 |  |  |  |  | DG | 1 | 25 | 25 | CONSUMER | CHN | MAR
89 | [22 empty] | DG | 1 | 25 | 25 | CONSUMER | CHN | MAR
90 | CHN-09 | Vijaya Chithramandira, Gundlupete taluk, Chamarajanagar. | [14 empty] | PT | 1 |  |  |  |  | DG | 1 | 15 | 15 | CONSUMER | CHN | MAY
91 | [22 empty] | DG | 1 | 7.5 | 7.5 | CONSUMER | CHN | MAY
92 | CHN-10 | Venkateshwara Chithramandira, Gundlupete taluk, Chamarajanagar. | [14 empty] | PT | 1 |  |  |  |  | DG | 1 | 25 | 25 | CONSUMER | CHN | MAY
93 | CHN-11 | M/s Mahadeshwara Chithramandira, Yelandur, Chamarajanagar District | [14 empty] | PT | 1 |  |  |  |  | DG | 1 | 15 | 15 | CONSUMER | CHN | MAY
94 | CHN-12 | M/s Bhoruka Power Corporation Limited, Sattegala MHS, Sattegala Village, Kollegala taluk, Chamarajanagar district. | PRIVATE | HYDEL | 1 | 4 X 1563 kW (1839 kVA),3.3 kV | 7356 | [15 empty] | DG | 1 | 63 | 63 | PRIVATE | CHN | SEP
95 | CHN-13 | The Executive Engineer, K C Division, CNNL, Nanjungud LIS stage-3 at Thammadahally Village , Chamarajanagar taluk & district. | [7 empty] | 1 | 7500kVA, 66/6.6KV | 7500 | [14 empty] | CONSUMER | CHN | AUG
96 | CHN-14 | The Executive Engineer, K C Division, CNNL, Nanjungud LIS Stage-2 at Kerehalli Village , Chamarajanagara taluk & district. | [7 empty] | 1 | 6000kVA, 66/6.6KV | 6000 | [14 empty] | CONSUMER | CHN | AUG
97 | CHN-15 | The Assistant Executive Engineer, KHB District Project Officer, C/o DC Office, Chamarajanagar | [7 empty] | 1 | 500 | 500 | 1 | 1 | [6 empty] | 1 |  | DG | 1 | 100 | 100 | CONSUMER | CHN | JAN
98 | CHN-16 | The Assistant Executive Engineer, KHB District Project Officer, C/o Nirmithi Kendra, DC Office, Chamarajanagar | [20 empty] | DG | 1 | 82.5 | 82.5 | CONSUMER | CHN | JAN
99 | CHN-17 | The Director, Chamarajanagar Institute Of Medical Science, Uthavalli Village, Shivapura Post, Chamarajanagar Tq & Dist(GirlsHostel) | [7 empty] | 1 | 500kVA 11kV/433V | 500 | 1 | 1 | [6 empty] | 2 |  | DG | 1 | 62.5 | 62.5 | CONSUMER | CHN | JULY
100 | CHN-18 | The Director, Chamarajanagar Institute Of Medical Science, Uthavalli Village, Shivapura Post, Chamarajanagar Tq & Dist(Medical College) | [7 empty] | 1 | 2X500, 11kV/433V | 1000 | 1 | 1 | [6 empty] | 5 |  | DG | 1 | 250 | 250 | CONSUMER | CHN | JULY
101 | CHN-19 | The Director, Chamarajanagar Institute Of Medical Science, Uthavalli Village ,Shivapura Post, Chamarajanagar Tq & Dist(Boys Hostel) | [7 empty] | 1 | 500kVA 11kV/433V | 500 | 1 | 1 | [6 empty] | 2 |  | DG | 1 | 62.5 | 62.5 | CONSUMER | CHN | JULY
102 | CHN-20 | Shree Bhramaramba Talkies, B R Double Road, Chamarajanagar | [14 empty] | PT | 1 | [8 empty] | CONSUMER | CHN | MAR
103 | CHN-21 | M/s Saketh Solar Energy LLP, Sy No: 428/B2B, 429/C, 429/D, 430/D and Others, Gundegala village, Kollegala taluk, Chamarajanagar district. | PRIVATE | SOLAR | 1 | 3000 | 3000 | [19 empty] | PRIVATE | CHN | NOV
104 | CHN-22 | M/s Gorich Energy Pvt Ltd, Sy No 231/1,231/2, Mukkadahalli, Chamarajanagar | PRIVATE | SOLAR | 1 | 1100 | 1100 | [19 empty] | PRIVATE | CHN | DEC
105 | MYSN-1 | Adi Manor Hotel, No 2735, Chandragupta Road,Mysuru-570001 | [7 empty] | 1 | 1X160 | 160 | 1 | 1 | [6 empty] | 1 |  | DG | 1 | 100 | 100 | CONSUMER | MYS N | JAN
106 | MYSN-2 | The Director, Administrative Training Institute, Lalitha Mahal road, Mysuru-570011 | [7 empty] | 1 | 1x500 | 500 | 1 | 1 | [6 empty] | 4 |  | DG | 1 | 320 | 320 | CONSUMER | MYS N | NOV
107 | [22 empty] | DG | 1 | 100 | 100 | CONSUMER | MYS N | NOV
108 | [22 empty] | DG | 1 | 63 | 63 | CONSUMER | MYS N | NOV
109 | MYSN-3 | Big Bazar, (C/o Centinary Arcades(p) Ltd) No 446,J.L.B. Road, Chamundipurum, Mysuru-570004 | [7 empty] | 1 | 1X1600 | 1600 | 1 | 1 | [6 empty] | 3 | 3 | DG | 1 | 725 | 725 | CONSUMER | MYS N | SEP
110 | [22 empty] | DG | 1 | 725 | 725 | CONSUMER | MYS N | SEP
111 | MYSN-4 | Girnar Associates, No 1150-521, N.S.Road, Mysuru | [7 empty] | 1 | 1X160 | 160 | 1 | 1 | [6 empty] | 1 |  | DG | 1 | 63 | 63 | CONSUMER | MYS N | JUN
112 | [22 empty] | DG | 1 | 45 | 45 | CONSUMER | MYS N | JUN
113 | MYSN-5 | Ganesh Palace Hotel, No L17, Chandragupta Road, Mysuru-570001 | [7 empty] | 1 | 1X100 | 100 | 1 | 1 | [6 empty] | 1 |  | DG | 1 | 55 | 55 | CONSUMER | MYS N | JUN
114 | MYSN-6 | Jubilant Organosys Ltd,KIADB Industrial Area,Nanjanagud,Mysuru District -571 302 | [7 empty] | 1 | 2 X2500 33KV/433V | 5000 | [10 empty] | DG | 1 | 2000 | 2000 | CONSUMER | MYS N | JUN
115 | [22 empty] | DG | 1 | 1500 | 1500 | CONSUMER | MYS N | JUN
116 | [22 empty] | DG | 1 | 725 | 725 | CONSUMER | MYS N | JUN
117 | [22 empty] | DG | 1 | 725 | 725 | CONSUMER | MYS N | JUN
118 | MYSN-7 | Kings Court Hotel,C/o Vivek Hotels (p) Ltd,J.L.B. Road,Mysuru-570005 | [7 empty] | 1 | 1X250 | 250 | 1 | 1 | [6 empty] | 3 |  | DG | 1 | 380 | 380 | CONSUMER | MYS N | JAN
119 | [22 empty] | DG | 1 | 110 | 110 | CONSUMER | MYS N | JAN
120 | MYSN-8 | K.V.C. International Hotel,C/o K.V. Chinnaiah, No 318,Krishna vilasa Road,Devaraja Mohalla, Mysuru-570 004 | [7 empty] | 1 | 1X400 | 400 | 1 | 1 | [6 empty] | 2 |  | DG | 1 | 320 | 320 | CONSUMER | MYS N | NOV
121 | MYSN-9 | Leela Residency Hotel, No 351,L-163, 164, 351/2,3,4,Ashoka Road,Near Sathyanarayana Temple,Mysuru-570001 | [7 empty] | 1 | 1X100 | 100 | 1 | 1 | [6 empty] | 1 |  | DG | 1 | 100 | 100 | CONSUMER | MYS N | JAN
122 | MYSN-10 | Mahendra .G. No. 2727, New No. 40/3, B-N Road, Lashkar Mohalla, Mysuru | [7 empty] | 1 | 1x200 | 200 | 1 | 1 | [12 empty] | CONSUMER | MYS N | DEC
123 | MYSN-11 | Maurya Residency Hotel,No 2716-2,3,7,Sri Harsha Road,Mysuru-570001 | [7 empty] | 1 | 1X125 | 125 | 1 | 1 | [6 empty] | 1 |  | DG | 1 | 125 | 125 | CONSUMER | MYS N | JAN
124 | MYSN-12 | New Cauvery Hospital, Dr.Chandrashekar Foundation, No 42/2B and 42/2C,Terician Circle,Bannur Road, Siddarthanagara,Mysuru-570011 | [7 empty] | 1 | 1X400 | 400 | 1 | 1 |  |  |  |  | 2 |  | 3 |  | DG | 1 | 500 | 500 | CONSUMER | MYS N | NOV
125 | [22 empty] | DG | 1 | 200 | 200 | CONSUMER | MYS N | NOV
126 | MYSN-13 | Prasadhini Enterprises (p) Ltd,"MORE MEGA STORE" No 9,9/1,10,10/1, Narayanashastry Road,Devaraja Mohalla,Mysuru-570001 | [7 empty] | 1 | 1X800 | 800 | 1 | 1 | [6 empty] | 3 |  | DG | 1 | 500 | 500 | CONSUMER | MYS N | AUG
127 | MYSN-14 | President Hotel,Bengaluru-Nilagiri Road,Mysuru-570001 | [7 empty] | 1 | 1X315 | 315 | 1 | 1 | [6 empty] | 1 |  | DG | 1 | 160 | 160 | CONSUMER | MYS N | JUN
128 | MYSN-15 | Parklane Hotel, No.2720, Sri Harsha Road, Mysuru-570001 | [7 empty] | 1 | 1X100 | 100 | 1 | 1 | [6 empty] | 1 |  | DG | 1 | 125 | 125 | CONSUMER | MYS N | JUN
129 | MYSN-16 | Prasadhini Enterprises (p) Ltd,"HOTEL JADE GARDEN" NO.1064/1,CH-17,CH-17/1,J.L.Vilasa Road,Chamaraja Mohalla,Mysuru-570005 | [7 empty] | 1 | 1X250 | 250 | 1 | 1 | [6 empty] | 2 |  | DG | 1 | 160 | 160 | CONSUMER | MYS N | JULY
130 | MYSN-17 | Roopa Hotel,Bangalore-Nilagiri Road,Mysuru-570001 | [7 empty] | 1 | 1X160 | 160 | 1 | 1 | [6 empty] | 2 |  | DG | 1 | 180 | 180 | CONSUMER | MYS N | JUN
131 | MYSN-18 | Pancard Hotel(p) Ltd ,Bengaluru-Ooty Road,Mysuru-570001 | [7 empty] | 1 | 1X400 | 400 | 1 | 1 | [6 empty] | 2 |  | DG | 1 | 250 | 250 | CONSUMER | MYS N | JUN
132 | [22 empty] | DG | 1 | 320 | 320 | CONSUMER | MYS N | JUN
133 | [22 empty] | DG | 1 | 20 | 20 | CONSUMER | MYS N | JUN
134 | MYSN-19 | SDM Commercial Complex, No. D-12, D-12/1, D-12/2, Vinobha Road, Devaraja Mohalla, Mysuru(Reliance Fresh). | [7 empty] | 1 | 1x990 | 990 | 1 | 1 | [6 empty] | 2 |  | DG | 1 | 500 | 500 | CONSUMER | MYS N | AUG
135 | [22 empty] | DG | 1 | 500 | 500 | CONSUMER | MYS N | AUG
136 | [22 empty] | DG | 1 | 63 | 63 | CONSUMER | MYS N | AUG
137 | MYSN-20 | M.T.R.RESIDENCY,C/o M.P.Ramachandrachar,No 24/1,N.S. Road,Mysuru -570001 | [7 empty] | 1 | 1X100 | 100 | 1 | 1 | [6 empty] | 1 |  | DG | 1 | 62.5 | 62.5 | CONSUMER | MYS N | MAY
138 | MYSN-21 | Reliance Tower, C/o MTR RESIDENCY , N.S.Road, Mysuru. | [20 empty] | DG | 1 | 30 | 30 | CONSUMER | MYS N | MAY
139 | MYSN-22 | Sangam Theatre,No 2720, Chandragupta Road,Mysuru-570001 | [7 empty] | 1 | 1X160 | 160 |  |  |  |  | PT | 1 |  |  |  |  | DG | 1 | 82.5 | 82.5 | CONSUMER | MYS N | MAY
140 | MYSN-23 | Sri Sandesh Nagaraj Hotel,"SANDESH THE PRINCE" Nazarabad Road,Mysuru-570001 | [7 empty] | 1 | 1X400 | 400 | 1 | 2 | [6 empty] | 3 |  | DG | 1 | 250 | 250 | CONSUMER | MYS N | JUN
141 | [22 empty] | DG | 1 | 180 | 180 | CONSUMER | MYS N | JUN
142 | [22 empty] | DG | 1 | 40 | 40 | CONSUMER | MYS N | JUN
143 | MYSN-24 | Sneha Associates,No 37, Bengaluru-Nilagiri Road,Mysuru-570001 | [7 empty] | 1 | 1X500 | 500 | 1 | 1 | [6 empty] | 3 |  | DG | 1 | 380 | 380 | CONSUMER | MYS N | OCT
144 | [22 empty] | DG | 1 | 320 | 320 | CONSUMER | MYS N | OCT
145 | MYSN-25 | Shanthi Enterprises,"HOTEL SIDDARTHA",No 73/1, Nazarabad, Mysuru-570010 | [7 empty] | 1 | 1X200 | 200 | 1 | 1 | [6 empty] | 2 |  | DG | 1 | 160 | 160 | CONSUMER | MYS N | DEC
146 | [22 empty] | DG | 1 | 62.5 | 62.5 | CONSUMER | MYS N | DEC
147 | MYSN-27 | Virendra Kumar M.V.,M/s Suchitra Enterprises,"LIDO THEATRE", Bengaluru-Nilagiri Road,Mysuru-570001 | [7 empty] | 1 | 1X100 | 100 |  |  |  |  | PT | 1 |  |  |  |  | DG | 1 | 82.5 | 82.5 | CONSUMER | MYS N | MAY
148 | MYSN-28 | Vyshak Residency Hotel,C/o Govinda Gowda,No 90,D-19,Subbaiah Road,Devaraja Mohalla,Mysuru-570001 | [7 empty] | 1 | 1X100 | 100 | 1 | 2 | [6 empty] | 2 |  | DG | 1 | 125 | 125 | CONSUMER | MYS N | JULY
149 | MYSN-29 | Venjay Edifice Commercial Complex,C/o Dr.Krishna.V.Prasad, No 37,J.L.B. Road, Chamarajapurum, Mysuru-570005 | [7 empty] | 1 | 1X250 | 250 | 1 | 1 | [6 empty] | 1 |  | DG | 1 | 125 | 125 | CONSUMER | MYS N | JULY
150 | MYSN-30 | Vyshak Hotel,C/o Govindagowda,No 2729/11,119/1,B-N Road,Near Sub urb Bus Stand, Laskarmohalla, Mysuru-570001(COMFORT INN) | [7 empty] | 1 | 1X315 | 315 | 1 | 1 | [6 empty] | 2 |  | DG | 1 | 125 | 125 | CONSUMER | MYS N | NOV
151 | MYSN-31 | SIUD, Mysuru. | [7 empty] | 1 | 1 x 250 | 250 | 1 | 1 | [6 empty] | 2 |  | DG | 1 | 180 | 180 | CONSUMER | MYS N | JULY
152 | MYSN-32 | Sri Ayub Paasha, No:15, 1st Stage, Bannimantap Extension, Mysuru-15 | [7 empty] | 1 | 1 x 250 | 250 | 1 | 1 | [12 empty] | CONSUMER | MYS N | JULY
153 | MYSN-33 | Kalyan Jewellers, BN Road, Mysuru. | [7 empty] | 1 | 1 x 500 | 500 | 1 | 1 | [6 empty] | 1 |  | DG | 1 | 160 | 160 | CONSUMER | MYS N | OCT
154 | MYSN-34 | B.L.Gopinath, Vinobha Road, Mysuru. | [7 empty] | 1 | 1 x 500 | 500 | 1 | 1 | [6 empty] | 3 |  | DG | 1 | 380 | 380 | CONSUMER | MYS N | DEC
155 | MYSN-35 | I.T.C.Limited, Immavu Village, Thandya Industrial Area, Nanjangud Taluk, Mysuru Dsitrict. | [7 empty] | 1 | 1x3500 | 3500 | [8 empty] | 2 |  | DG | 1 | 1010 | 1010 | CONSUMER | MYS N | JULY
156 | [22 empty] | DG | 1 | 1010 | 1010 | CONSUMER | MYS N | JULY
157 | [22 empty] | DG | 1 | 1010 | 1010 | CONSUMER | MYS N | JULY
158 | MYSN-36 | Vishveshwaraiah Technical University,Mysuru | [7 empty] | 1 | 1X500 | 500 | 1 | 1 | [8 empty] | DG | 1 | 250 | 250 | CONSUMER | MYS N | MAY
159 | [22 empty] | DG | 1 | 125 | 125 | CONSUMER | MYS N | MAY
160 | MYSN-37 | Sri Gururaja,Sri Harsha Road, Mysuru | [7 empty] | 1 | 1X250 | 250 | 1 | 1 | [8 empty] | DG | 1 | 125 | 125 | CONSUMER | MYS N | MAY
161 | MYSN-38 | S.K.F,Kadakola Industrial Area, Mysuru taluk & district | [7 empty] | 1 | 2 X2000 | 4000 | [8 empty] | 1 |  | DG | 1 | 1500 | 1500 | CONSUMER | MYS N | MAY
162 | [22 empty] | DG | 1 | 1500 | 1500 | CONSUMER | MYS N | MAY
163 | MYSN-39 | M/s Keerthana Plaza,New kantharaja Urs Road, Mysuru. | [7 empty] | 1 | 1X400 | 400 | 1 | 1 | [6 empty] | 1 | 3 | DG | 1 | 250 | 250 | CONSUMER | MYS N | SEP
164 | [22 empty] | DG | 1 | 250 | 250 | CONSUMER | MYS N | SEP
165 | MYSN-40 | Balaji Chitra Mandira,A-Layout, Bannimantapa, Mysuru-570015 | [14 empty] | PT | 1 |  |  |  |  | DG | 1 | 10 | 10 | CONSUMER | MYS N | DEC
166 | MYSN-41 | Gayathri Talkies,Chamaraja Double Road,Mysuru-570024 | [14 empty] | PT | 1 |  |  |  |  | DG | 1 | 20 | 20 | CONSUMER | MYS N | SEP
167 | [22 empty] | DG | 1 | 20 | 20 | CONSUMER | MYS N | SEP
168 | [22 empty] | DG | 1 | 20 | 20 | CONSUMER | MYS N | SEP
169 | MYSN-42 | Indira Talkies, Bannur Town,T.N.Pura Taluk, Mysuru district-571101 | [14 empty] | PT | 1 |  |  |  |  | DG | 1 | 10 | 10 | CONSUMER | MYS N | DEC
170 | MYSN-43 | Lalitha Talkies, Nanjanagud Town,Nanjanagud Taluk, Mysuru district-571302 | [14 empty] | PT | 1 |  |  |  |  | DG | 1 | 50 | 50 | CONSUMER | MYS N | JULY
171 | [22 empty] | DG | 1 | 15 | 15 | CONSUMER | MYS N | JULY
172 | MYSN-44 | Lakshmi Chitra Mandira, Chamaraja Double Road, Mysuru-570024 | [14 empty] | PT | 1 |  |  |  |  | DG | 1 | 45 | 45 | CONSUMER | MYS N | DEC
173 | MYSN-45 | Murugan Talkies, T.N.Pura Town, T.N.Pura, Mysuru District-571124 | [14 empty] | PT | 1 |  |  |  |  | DG | 1 | 15 | 15 | CONSUMER | MYS N | DEC
174 | [22 empty] | DG | 1 | 15 | 15 | CONSUMER | MYS N | DEC
175 | MYSN-46 | Nagaraj Theatre, Mandi Mohalla, Mysuru-570021 | [14 empty] | PT | 1 |  |  |  |  | DG | 1 | 15 | 15 | CONSUMER | MYS N | SEP
176 | MYSN-47 | Olympia Theatre, Makkajji Chowka, Mysuru-570001 | [14 empty] | PT | 1 |  |  |  |  | DG | 1 | 50 | 50 | CONSUMER | MYS N | JULY
177 | MYSN-48 | Padma Talkies, Thyagaraja Circle, K.R.Mohalla, Mysuru-570004 | [14 empty] | PT | 1 |  |  |  |  | DG | 1 | 30 | 30 | CONSUMER | MYS N | SEP
178 | MYSN-49 | Prabha Theatre, Hanumantha Rao Road, Mysuru-570001 | [14 empty] | PT | 1 |  |  |  |  | DG | 1 | 40 | 40 | CONSUMER | MYS N | SEP
179 | [22 empty] | DG | 1 | 20 | 20 | CONSUMER | MYS N | SEP
180 | MYSN-50 | Rajkamal Theatre, Shivarampet, Mysuru-570001 | [14 empty] | PT | 1 |  |  |  |  | DG | 1 | 40 | 40 | CONSUMER | MYS N | SEP
181 | [22 empty] | DG | 1 | 35 | 35 | CONSUMER | MYS N | SEP
182 | MYSN-51 | Ratnamahal Theatre,Bannur Town, T.N.Pura Taluk, Mysuru District-571 101 | [14 empty] | PT | 1 |  |  |  |  | DG | 1 | 10 | 10 | CONSUMER | MYS N | DEC
183 | MYSN-52 | Sri Vinayaka Theatre, Hullahalli Village, Nanjanagud Taluk, Mysuru District-571314 | [14 empty] | PT | 1 |  |  |  |  | DG | 1 | 15 | 15 | CONSUMER | MYS N | JULY
184 | MYSN-53 | Shanthala Theatre, Narayana Shastry Road, Mysuru-570024 | [14 empty] | PT | 1 |  |  |  |  | DG | 1 | 70 | 70 | CONSUMER | MYS N | AUG
185 | [22 empty] | DG | 1 | 20 | 20 | CONSUMER | MYS N | AUG
186 | MYSN-54 | Sharadha Chitra Mandira, Nanjanagud Town, Nanjanagud | [14 empty] | PT | 1 |  |  |  |  | DG | 1 | 15 | 15 | CONSUMER | MYS N | JULY
187 | MYSN-55 | Sterling Theatre,No 55/A, Vishveshwaranagara, Mysuru-570008 | [14 empty] | PT | 1 |  |  |  |  | DG | 1 | 63 | 63 | CONSUMER | MYS N | DEC
188 | MYSN-56 | Skyline Theatre,No 55/A, Vishveshwaranagara, Mysuru-570008 | [14 empty] | PT | 1 | [8 empty] | CONSUMER | MYS N | NOV
189 | MYSN-57 | Thibbadevi Theatre, Shivaji Road, N.R.Mohalla, Mysuru-570007 | [14 empty] | PT | 1 |  |  |  |  | DG | 1 | 20 | 20 | CONSUMER | MYS N | AUG
190 | MYSN-58 | Uma Theatre, Kumbarageri Main Road, Near Gandhi Square, Mysuru-570001 | [14 empty] | PT | 1 |  |  |  |  | DG | 1 | 6 | 6 | CONSUMER | MYS N | AUG
191 | MYSN-59 | Vijaya Bhagavan Theatre, T.N.Pura Town, T.N.Pura, Mysuru district-571124 | [14 empty] | PT | 1 |  |  |  |  | DG | 1 | 25 | 25 | CONSUMER | MYS N | DEC
192 | [22 empty] | DG | 1 | 15 | 15 | CONSUMER | MYS N | DEC
193 | MYSN-60 | Woodlands Talkies, Sri Harsha Road,Mysuru-570001 | [14 empty] | PT | 1 |  |  |  |  | DG | 1 | 62.5 | 62.5 | CONSUMER | MYS N | DEC
194 | MYSN-61 | Yajamana Chitra Mandira, Hullahalli Village,Nanjanagud Taluk,Mysuru District-571314 | [14 empty] | PT | 1 |  |  |  |  | DG | 1 | 20 | 20 | CONSUMER | MYS N | JULY
195 | MYSN-62 | M/s TVS Motor Company Limited, P B No:1, Byathahally, Kadakola Post, Mysuru 571 311 | [7 empty] | 1 | 1 X 10000 66/33 kV | 10000 | [10 empty] | DG | 1 | 2117 | 2117 | CONSUMER | MYS N | JUN
196 | [22 empty] | DG | 1 | 2117 | 2117 | CONSUMER | MYS N | JUN
197 | [22 empty] | DG | 1 | 2117 | 2117 | CONSUMER | MYS N | JUN
198 | [22 empty] | DG | 1 | 3766 | 3766 | CONSUMER | MYS N | JUN
199 | [22 empty] | DG | 1 | 750 | 750 | CONSUMER | MYS N | JUN
200 | [22 empty] | DG | 1 | 320 | 320 | CONSUMER | MYS N | JUN
201 | [22 empty] | SOLAR | 1 | 1500 | 1500 | CONSUMER | MYS N | JUN
202 | MYSN-63 | Nestle India Limited, KIADB Indusrial Area,COFFEE PLANT Nanjangud. | [16 empty] | 1 |  | 3 |  | DG | 1 | 1320 | 1320 | CONSUMER | MYS N | JULY
203 | [22 empty] | DG | 1 | 1320 | 1320 | CONSUMER | MYS N | JULY
204 | [22 empty] | DG | 1 | 1250 | 1250 | CONSUMER | MYS N | JULY
205 | [22 empty] | DG | 1 | 1250 | 1250 | CONSUMER | MYS N | JULY
206 | [22 empty] | DG | 1 | 1250 | 1250 | CONSUMER | MYS N | JULY
207 | [22 empty] | DG | 1 | 1250 | 1250 | CONSUMER | MYS N | JULY
208 | MYSN-79 | Nestle India Limited, KIADB Indusrial Area,NOODLE PLANT Nanjangud. | [7 empty] | 1 | 1 X 10000, 66kV/33 kV. | 10000 | [8 empty] | 3 |  | DG | 1 | 1500 | 1500 | CONSUMER | MYS N | FEB
209 | [22 empty] | DG | 1 | 1500 | 1500 | CONSUMER | MYS N | FEB
210 | [22 empty] | DG | 1 | 1500 | 1500 | CONSUMER | MYS N | FEB
211 | MYSN-64 | M/s AT & S India (Pvt) Limited, Nanjangud Industrial Area, Nanjangud. | [7 empty] | 1 | 1 X 12500 , 66/11 kV | 12500 | [10 empty] | DG | 1 | 3100 | 3100 | CONSUMER | MYS N | JAN
212 | [22 empty] | DG | 1 | 3100 | 3100 | CONSUMER | MYS N | JAN
213 | [22 empty] | DG | 1 | 1250 | 1250 | CONSUMER | MYS N | JAN
214 | [22 empty] | DG | 1 | 1250 | 1250 | CONSUMER | MYS N | JAN
215 | [22 empty] | DG | 1 | 1250 | 1250 | CONSUMER | MYS N | JAN
216 | MYSN-65 | The Executive Engineer, Cauvery Neeravary Nigama Niyamitha, KRSM & MIP, Malavally Division, MALAVALLY, (LIS at NANJAPURA, Bannur, TN Pura taluk) | [7 empty] | 1 | 2 X 6300, 66/6.9 kV. | 12600 | [14 empty] | CONSUMER | MYS N | DEC
217 | MYSN-66 | M/s Bhoruka Power Corporation Limited, Madhavamantry MHS, Hemmige Village & Post, T Narasipur Taluk, Mysuru District - 571 124 | PRIVATE | HYDEL | 1 | 3x1000KW, 3.3kV ( 3x1176kVA ) | 3528 | [15 empty] | DG | 1 | 160 | 160 | PRIVATE | MYS N | DEC
218 | [22 empty] | DG | 1 | 15 | 15 | PRIVATE | MYS N | DEC
219 | [22 empty] | DG | 1 | 15 | 15 | PRIVATE | MYS N | DEC
220 | MYSN-67 | M/s The South India Paper Mills Limited,Chikkayyana Chatra, Nanjangud, Mysuru District | PRIVATE | CO-GEN | 1 | 1x10000kVA | 10000 |  |  | 1 | 1x6000kVA 11.9kV/11kV | 6000 | [14 empty] | PRIVATE | MYS N | JAN
221 | MYSN-68 | M/s The South India Paper Mills Limited, PPD DIVISION,Chikkayyana Chatra,Nanjangud,Mysuru District | [7 empty] | 1 | 1 X 500 | 500 | [10 empty] | DG | 1 | 400 | 400 | CONSUMER | MYS N | NOV
222 | MYSN-69 | M/s Reid & Taylor, Reid & Taylor (India) Limited, Thandya Industrial Area, Thandavapuram, Nanjangud Taluk, Mysuru District | [7 empty] | 1 | 1 X 8000, 66/11 kV, . | 8000 | [10 empty] | DG | 1 | 3125 | 3125 | CONSUMER | MYS N | FEB/OCT
223 | [22 empty] | DG | 1 | 3125 | 3125 | CONSUMER | MYS N | OCT
224 | [22 empty] | DG | 1 | 1320 | 1320 | CONSUMER | MYS N | OCT
225 | [22 empty] | DG | 1 | 1320 | 1320 | CONSUMER | MYS N | OCT
226 | MYSN-70 | National Residency, Zubair Ahmed Khan, #8, Nelson Mandella Road, Bannimantap, Mysuru | [7 empty] | 1 | 1x250 | 250 | 1 | 1 | [6 empty] | 2 |  | DG | 1 | 140 | 140 | CONSUMER | MYS N | APR
227 | MYSN-71 | M.K.Puranik,M/s Ramana Enterprises Belavatha Village, B.M.Road, Mysuru | [7 empty] | 1 | 1x500 | 500 | 1 | 1 | [6 empty] | 3 |  | DG | 1 | 200 | 200 | CONSUMER | MYS N | AUG
228 | MYSN-72 | Dr.Geetha. M/s Krishna Hospital, 18th cross, R.P.Road, Nanjangud- 571301 | [7 empty] | 1 | 1X250 | 250 | 1 | 1 | [8 empty] | DG | 1 | 200 | 200 | CONSUMER | MYS N | FEB
229 | MYSN-73 | M/s Rupali Trust, High Park Hotel, D.D.Urs Road, Mysuru | [7 empty] | 1 | 1X250 | 250 | 1 | 1 | [6 empty] | 1 |  | DG | 1 | 125 | 125 | CONSUMER | MYS N | APR
230 | MYSN-74 | M/S AXIS BANK C/o M/s Rupali Trust,High Park Hotel,D.D.Urs Road,Mysuru | [20 empty] | DG | 1 | 40 | 40 | CONSUMER | MYS N | APR
231 | MYSN-75 | Sri Sukh Dev Raj Sharma,M/s Jhoeky Show room,Industrial suburb,Mysuru | [7 empty] | 1 | 1 x 500 | 500 | 1 | 1 | [6 empty] | 2 |  | DG | 1 | 320 | 320 | CONSUMER | MYS N | APR
232 | [22 empty] | DG | 1 | 180 | 180 | CONSUMER | MYS N | APR
233 | MYSN-76 | The EE, K C Division, CNNL, Nanjungud LIS atage-1at Allambur Village , NanjangudTq,Mysuru Dist | [7 empty] | 1 | 1x7500kVA, 66/6.6kV | 7500 | [14 empty] | CONSUMER | MYS N | AUG
234 | MYSN-77 | Indus Ind Bank, No.28, D.D.Urs Road, Devaraja Mohalla, Mysuru | [20 empty] | DG | 1 | 30 | 30 | CONSUMER | MYS N | APR
235 | MYSN-78 | Smt. M K Bharathi, Bharathi Kalyana Mantapa, NO:609/A, Industrial Suburb, VV Nagar, Mysuru. | [7 empty] | 1 | 250 | 250 | 1 | 1 | [6 empty] | 1 |  | DG | 1 | 35 | 35 | CONSUMER | MYS N | FEB
236 | [22 empty] | DG | 1 | 125 | 125 | CONSUMER | MYS N | FEB
237 | MYSN-80 | Sri.S.Somashekar, No. 62/B, Shankar Mutt Road, Fort Mohalla, Mysuru. | [7 empty] | 1 | 250 | 250 | 1 | 1 | [6 empty] | 1 |  | DG | 1 | 200 | 200 | CONSUMER | MYS N | MAY
238 | MYSN-81 | Sri R Subramanya, No: 3651/1, M28/1, infront of old RMC, New Sayyaji Rao Road, Mysuru | [7 empty] | 1 | 200 | 200 | 1 | 1 | [12 empty] | CONSUMER | MYS N | JAN
239 | MYSN-82 | SRI.N.Mahendra, #853/B-1, N15/B-1 & 853/B-1A, N15/B-1A, Lokaranjanmahal,Nazarbad, Mysuru | [7 empty] | 1 | 100 | 100 | 1 | 1 | [6 empty] | 1 |  | DG | 1 | 62.5 | 62.5 | CONSUMER | MYS N | SEP
240 | MYSN-83 | AEE, Vani vilas water works central sub division, yadavgiri, mysuru, installation at ramnalli water works | [7 empty] | 1 | 3x1000+2x500 | 4000 | [14 empty] | CONSUMER | MYS N | JULY
241 | MYSN-84 | Sree Mahaveer Jinalaya Trust, Mysuru-Bangaluru main road, Opposite KR mills, Sidlingapura, Mysuru. | [7 empty] | 1 | 100 | 100 | 1 | 1 | [8 empty] | DG | 1 | 82.5 | 82.5 | CONSUMER | MYS N | FEB
242 | MYSN-85 | Sri Govindegowda M/s.Hotel Vaishak, No 2203/54,D-28, New Sayyaji Rao Road, Devaraja Mohalla, Mysuru. | [7 empty] | 1 | 500 | 500 | 1 | 1 | [12 empty] | CONSUMER | MYS N | SEP
243 | MYSN-86 | The Registrar, Karnataka state open university, Academic building,sy no 188, Mandakalli village, Mysuru | [7 empty] | 1 | 250 | 250 | 1 | 1 | [12 empty] | CONSUMER | MYS N | NOV
244 | MYSN-87 | P.K Aboobacker, Site no 3157/1A, New No L-10/1, Lashkar Mohalla, Davood Khan Road, Mysuru. | [7 empty] | 1 | 160 | 160 | 1 | 1 | [12 empty] | CONSUMER | MYS N | DEC
245 | MYSN-88 | Sri Mohammed Ismail, Door No 638,(new no n-25) Vasanthamahal Road,(Hyder Ali Road), Nazarbad Mohalla, Mysuru dist | [7 empty] | 1 | 250 | 250 | 1 | 1 | [6 empty] | 1 |  | DG | 1 | 200 | 200 | CONSUMER | MYS N | JAN
246 | MYSN-89 | M/s Suragi Power Private Limited, No:85, Surabhi Complex, 1st floor,9th main, 5th cross, Saraswathipuram, Mysuru-09 @ sy no: 293,295, 296, 297/1, 297/3, 297/4, 298/1 & 298/2,Devanuru village, Doddakavalande hobli, Nanjangud | PRIVATE | SOLAR | 1 | 2000 | 2000 | [19 empty] | PRIVATE | MYS N | DEC
247 | MYSN-90 | M/s ABB India Ltd., Thandavapura, Nanjangud Taluk, Myauru | [7 empty] | 1 | 1x10000 66/11kV | 10000 | [10 empty] | DG | 1 | 500 | 500 | CONSUMER | MYS N | NOV
248 | [22 empty] | DG | 1 | 500 | 500 | CONSUMER | MYS N | NOV
249 | [22 empty] | DG | 1 | 500 | 500 | CONSUMER | MYS N | NOV
250 | [22 empty] | DG | 1 | 250 | 250 | CONSUMER | MYS N | NOV
251 | [22 empty] | DG | 1 | 140 | 140 | CONSUMER | MYS N | NOV
252 | MYSN-91 | Bhargavi Chitramandira, Nanjangud | [14 empty] | PT | 1 |  |  |  |  | DG | 1 | 40 | 40 | CONSUMER | MYS N | MAY
253 | MYSN-92 | Shri Vatsa Chitramandira, Nanjangud | [14 empty] | PT | 1 | [8 empty] | CONSUMER | MYS N
254 | MAN 1 | The AEE, Vanivilasa Water Works, Yadavagiri, Mysuru-20 (2nd Stage-8MGD, 3rd stage-12MGD Pumping Station at Hongahalli Village, S.R.Patna Taluk, Mandya District) | [7 empty] | 1 | 3X1500 | 4500 | [14 empty] | CONSUMER | MAN | NOV
255 | MAN 2 | The AEE,Vanivilasa Water Works, Yadavagiri, Mysuru-20 (20MGD Pumping Station at Melapura village, S.R.Patna Taluk, Mandya District) | [7 empty] | 1 | 3X1500 | 4500 | [14 empty] | CONSUMER | MAN | NOV
256 | MAN 3 | Balaji Malts (P) Ltd, Plot. No. 8, KIADB Industrial Area, Somanahally, Maddur Taluk, Mandya District. | [7 empty] | 1 | 2X2500 | 5000 | [10 empty] | DG | 1 | 125 | 125 | CONSUMER | MAN | APR
257 | MAN 4 | Welspun Gujarat Stahil Rohirem Ltd, Plot No. 58, Part-I, KIADB Industrial Area, Gejjalagere, Maddur Taluk, Mandya District | [7 empty] | 1 | 2X2000 | 4000 | [10 empty] | DG | 1 | 40 | 40 | CONSUMER | MAN | JULY
258 | MAN 5 | Venkateshwara Residency, "FOOD WORLD", No 2, M.C. Road, Bandigowda Layout, Mandya. | [7 empty] | 1 | 1X250 | 250 | 1 | 1 | [8 empty] | DG | 1 | 125 | 125 | CONSUMER | MAN | DEC
259 | MAN 6 | Sadath Ali Khan, Bata Show Room, Mandya | [7 empty] | 1 | 1X250 | 250 | 1 | 1 | [12 empty] | CONSUMER | MAN | JULY
260 | MAN 7 | Rajarajeshwari Theatre, Mysore Road, Malavalli Town, Mandya District | [7 empty] | 1 | 1X63 | 63 |  |  |  |  | PT | 1 |  |  |  |  | DG | 1 | 40 | 40 | CONSUMER | MAN | OCT
261 | MAN 8 | M/s Basaveshwara Talkies,K R Pete, Mandya District | [14 empty] | PT | 1 |  |  |  |  | DG | 1 | 10 | 10 | CONSUMER | MAN | DEC
262 | MAN 9 | M/s Bharathi Talkies, Baburayanakoppalu, Srirangapatna Taluk, Mandya District | [14 empty] | PT | 1 |  |  |  |  | DG | 1 | 10 | 10 | CONSUMER | MAN | NOV
263 | MAN 10 | M/s Gurushree Talkies, M.C.Road, Mandya. | [14 empty] | PT | 1 |  |  |  |  | DG | 1 | 75 | 75 | CONSUMER | MAN | NOV
264 | [22 empty] | DG | 1 | 75 | 75 | CONSUMER | MAN | NOV
265 | MAN 11 | M/s Girija Picture House , M.C. Road, Mandya -571 401 | [14 empty] | PT | 1 |  |  |  |  | DG | 1 | 25 | 25 | CONSUMER | MAN | NOV
266 | [22 empty] | DG | 1 | 12.5 | 12.5 | CONSUMER | MAN | NOV
267 | MAN 12 | M/s Kokila Theater, Pandavapura Mandya District-571 434. | [14 empty] | PT | 1 |  |  |  |  | DG | 1 | 10 | 10 | CONSUMER | MAN | NOV
268 | MAN 13 | M/s Lalbhahadur Theater Pandavapura Mandya District-571 434. | [14 empty] | PT | 1 |  |  |  |  | DG | 1 | 10 | 10 | CONSUMER | MAN | NOV
269 | MAN 14 | M/s Mahaveera Talkies ,M.C. Road, Mandya -571 401 | [14 empty] | PT | 1 |  |  |  |  | DG | 1 | 15 | 15 | CONSUMER | MAN | NOV
270 | MAN 15 | M/s Mahaveera Talkies ,Maddur, Mandya District -571 428 | [14 empty] | PT | 1 |  |  |  |  | DG | 1 | 15 | 15 | CONSUMER | MAN | OCT
271 | MAN 16 | M/s Mahalakshmi Talkies , Malavalli , Mandya District-571 430 | [14 empty] | PT | 1 |  |  |  |  | DG | 1 | 45 | 45 | CONSUMER | MAN | OCT
272 | MAN 17 | M/s Maruthi Talkies, K.M.Doddi, Mandya District-571 422 | [14 empty] | PT | 1 |  |  |  |  | DG | 1 | 10 | 10 | CONSUMER | MAN | SEP
273 | MAN 18 | M/s Suma Talkies , K.M.Doddi, Mandya District-571 422 | [14 empty] | PT | 1 |  |  |  |  | DG | 1 | 18 | 18 | CONSUMER | MAN | SEP
274 | MAN 19 | M/s Nanda Talkies, M.C Road, Mandya-571 401 | [14 empty] | PT | 1 |  |  |  |  | DG | 1 | 60 | 60 | CONSUMER | MAN | NOV
275 | [22 empty] | DG | 1 | 20 | 20 | CONSUMER | MAN | NOV
276 | MAN 20 | M/s Sanjaya Talkies ,Maddur , Mandya District -571 428 | [14 empty] | PT | 1 |  |  |  |  | DG | 1 | 18.75 | 18.75 | CONSUMER | MAN | OCT
277 | [22 empty] | DG | 1 | 14.1 | 14.1 | CONSUMER | MAN | OCT
278 | MAN 21 | M/s Sanjaya Talkies,R.P.Road, Mandya -571 401 | [14 empty] | PT | 1 |  |  |  |  | DG | 1 | 25 | 25 | CONSUMER | MAN | NOV
279 | MAN 22 | M/s Siddartha Talkies, R.P Road, Mandya -571 401 | [14 empty] | PT | 1 |  |  |  |  | DG | 1 | 45 | 45 | CONSUMER | MAN | NOV
280 | [22 empty] | DG | 1 | 22.5 | 22.5 | CONSUMER | MAN | NOV
281 | MAN 23 | M/s Sree Ranga Talkies , Hosa Holalu Road, K R Pete -571 426 | [14 empty] | PT | 1 |  |  |  |  | DG | 1 | 10 | 10 | CONSUMER | MAN | DEC
282 | MAN 24 | M/s Sree Venkateshwara Talkies, Nagamangala-571 432 | [14 empty] | PT | 1 |  |  |  |  | DG | 1 | 40 | 40 | CONSUMER | MAN | DEC
283 | MAN 25 | M/s Graphite India Limited, Peehally, S R Patna Taluk, Mandya district - 571 415. | PRIVATE | HYDEL | 1 | 1875kVA 6.6kV | 1875 | [15 empty] | DG | 1 | 40 | 40 | PRIVATE | MAN | JULY
284 | MAN 26 | M/s Vijayalakshmi Hydro Power Pvt Limited, Hebbakawadi MHS, SabbanahallyVillage, Yadaganhaaly Post, Maddur Taluk, Mandya district -571 401. | PRIVATE | HYDEL | 1 | 2x1375kVA, 0.66kV | 2750 | [19 empty] | PRIVATE | MAN | JULY
285 | MAN 27 | M/s Venika Green Power Pvt Limited, H Malligere Mini Hydel Scheme, H Malligere Village, Mandya | PRIVATE | HYDEL | 1 | 1x882kVA, 415V | 882 | [15 empty] | DG | 1 | 40 | 40 | PRIVATE | MAN | JULY
286 | MAN 28 | M/s Kilara Power Limited, Besagarahally Road, Keelara Village, Mandya. | PRIVATE | HYDEL | 1 | 2x1250kVA, 3.03kV | 2500 | [15 empty] | DG | 1 | 62.5 | 62.5 | PRIVATE | MAN | JULY
287 | MAN 29 | The Pandavapur Sahakara Sakkare Karkhane Limited, Pandavapur, Mandya-571 435 | PRIVATE | COGEN | 1 | 2x3750kVA, 433V | 10750 |  |  | 1 | 1 X 500 | 500 | [10 empty] | DG | 1 | 160 | 160 | PRIVATE | MAN | OCT
288 | [5 empty] | 1250kVA, 433V | [16 empty] | DG | 1 | 160 | 160 | PRIVATE | MAN | OCT
289 | [5 empty] | 2000kVA, 433V | [20 empty] | PRIVATE | MAN | OCT
290 | MAN 30 | M/s Cauvery Hydro Energy Limited, Shiva Mini Hydel Scheme, Shivasamudram, BLUFF, Malavally Taluk, Mandya District 571 437 | PRIVATE | HYDEL | 1 | 2x1875kVA, 3.3kV | 3750 | [15 empty] | DG | 1 | 50 | 50 | PRIVATE | MAN | AUG
291 | MAN 31 | M/s Atria Hydro Power Limited, Sheshadry Iyer Mini Hydel Scheme, Shivasamudram, BLUFF, Malavally Taluk, Mandya district. | PRIVATE | HYDEL | 1 | 2x3667kVA, 11kV | 7334 | [15 empty] | DG | 1 | 62.5 | 62.5 | PRIVATE | MAN | AUG
292 | MAN 32 | M/s BPCL, MHS, Mandagere, Kikkeri, K R Pete Taluk, Mandya District - 571 423 | PRIVATE | HYDEL | 1 | 2x2188kVA, 3.3KV | 4376 | [15 empty] | DG | 1 | 75 | 75 | PRIVATE | MAN | OCT
293 | [22 empty] | DG | 1 | 15 | 15 | PRIVATE | MAN | OCT
294 | MAN 33 | M/s Cauvery Hydro Energy Limited, Akkihebbal MHS Generating Station, Near Hemavathy Bridge, K R Pet Taluk, Mandya District - 571 605 | PRIVATE | HYDEL | 1 | 2x2647kVA, 6.6kV | 5294 | [15 empty] | DG | 1 | 62.5 | 62.5 | PRIVATE | MAN | DEC
295 | MAN 34 | The Manager, Trishul Power Private Limited, Bandihole Village & Post. K R pet Taluk, Mandya District - 571 426 | PRIVATE | HYDEL | 1 | 2x2188kVA, 6.6kV | 4376 | [19 empty] | PRIVATE | MAN | DEC
296 | MAN 35 | M/s Limbavaly Power Private Limited, Hullahalla MHS Generating Station, Dhanaguru Village, Kasaba Hobli, Malavally taluk, Mandya. | PRIVATE | HYDEL | 1 | 3x5000, 11kV | 15000 | [15 empty] | DG | 1 | 100 | 100 | PRIVATE | MAN | DEC
297 | MAN 36 | M/s L K Power Corporation Limited, Regd Office: "BREWERY HOUSE", 7th Mile, Kanakapur Road, Bengaluru- 560 062 | PRIVATE | HYDEL | 1 | 2x1375kVA, 3.3kV | 2750 | [15 empty] | DG | 1 | 63 | 63 | PRIVATE | MAN | JAN
298 | MAN 37 | M/s Yuken India Limited, Attihalla MHS, Chandragiri Koppalau, Sri Rangapatna Taluk, Mandya District - 571 423 | PRIVATE | HYDEL | 1 | 1x438kVA, 415V | 438 | [19 empty] | PRIVATE | MAN | JAN
299 | MAN 38 | The Executive Engineer, Head Works Division, Bengaluru Water Supply & Sewage Board, Thorekadanahally, Malavally Taluk, Mandya District (RR NO HTW 1, for First Stage) | [7 empty] | 1 | 2 X 5000 kVA, 66 kV / 6.9 k V | 10000 | [14 empty] | CONSUMER | MAN | SEP
300 | MAN 39 | M/s Atria Brindavan Power Limited, Brindavan MHGS, North Bank, K R Sagara, Srirangapattana Taluk, Mandya District - 571 607. | PRIVATE | HYDEL | 1 | 2x7060kVA, 11kV | 14120 | [15 empty] | DG | 1 | 125 | 125 | PRIVATE | MAN | JAN
301 | MAN 40 | M/s Atria Brindavan Power Limited, Brindavan MHGS, North Bank, K R Sagara, Srirangapattana taluk, Mandya District - 571 607.(KRS Tail Race Plant) | PRIVATE | HYDEL | 1 | 2x2500kVA, 11kV | 5000 | [15 empty] | DG | 1 | 125 | 125 | PRIVATE | MAN | JAN
302 | MAN 41 | Dr.K.S.jayaram, (M/s Big-Bazzar Shoping Complex), B.M.Road,Mandya. | [7 empty] | 1 | 1x500 | 500 | 1 | 1 | [6 empty] | 3 |  | DG | 1 | 380 | 380 | CONSUMER | MAN | AUG
303 | [22 empty] | DG | 1 | 50 | 50 | CONSUMER | MAN | AUG
304 | MAN 42 | M/s Soham Renewable Energy India Pvt Ltd, Mahadevapura MHS, Madadevapura Village, S.R patna Taluk, Mandya Dist | PRIVATE | HYDEL | 1 | 3x2500kVA, 6.6kV | 7500 | [15 empty] | DG | 1 | 125 | 125 | PRIVATE | MAN | MAR
305 | MAN 43 | KPCL, Shimsha Hydroelectric Station, Shimsha, Malavalli Taluk. | KPCL | HYDEL | 1 | 2x10750kVA, 11kV | 21500 | [19 empty] | KPCL | MAN
306 | MAN 44 | Sri M.A.Pradeep Kumar at K. No:D5-102/(1135/B)/E, 1135/E & (1135/C)/E, Vivekananda Road, Ashoka Nagara, Mandya. | [7 empty] | 1 | 250 | 250 | 1 | 1 | [12 empty] | CONSUMER | MAN | MAR
307 | MAN 45 | Sanjo Hospital, srinivasapura, M C Road, Mandya. | [7 empty] | 1 | 160 | 160 | 1 | 1 |  |  |  |  | 1 |  | 1 |  | DG | 1 | 125 | 125 | CONSUMER | MAN | MAR
308 | [22 empty] | DG | 1 | 45 | 45 | CONSUMER | MAN | MAR
309 | MAN 46 | M/s Sree Jnanakshi Renewable Eenergy Pvt ltd., Sy no: 6,7,8,9,10,11,12,13,14 & 15, Virajipura village, Kiragavalu Hobli, Malavalli Taluk | PRIVATE | SOLAR | 1 | 2000 | 2000 | [19 empty] | PRIVATE | MAN | DEC
310 | HSN 1 | Century Holidays (Geedee Comforts), B.M. Road, Hassan. | [7 empty] | 1 | 100 | 100 | 1 | 1 | [6 empty] | 1 |  | DG | 1 | 62.5 | 62.5 | CONSUMER | HSN | MAY
311 | HSN 2 | Hotel Sri Krishna, B.M. Road, Hassan. | [7 empty] | 1 | 250 | 250 | 1 | 1 | [6 empty] | 1 |  | DG | 1 | 50 | 65 | CONSUMER | HSN | MAY
312 | [22 empty] | DG | 1 | 15 |  | CONSUMER | HSN | MAY
313 | HSN 3 | Hoysala Enterprises (Hotel Southern Star), B.M. Road, K.R. Puram, Hassan. | [7 empty] | 1 | 200 | 200 | 1 | 1 | [6 empty] | 2 |  | DG | 1 | 180 | 180 | CONSUMER | HSN | MAY
314 | HSN 4 | Rajeev Nursing Home, Govt. Hospital Road, K.R. Puram, Hassan-573 201. | [7 empty] | 1 | 160 | 160 | 1 | 2 |  |  |  |  | 2 |  | 1 |  | DG | 1 | 75 | 75 | CONSUMER | HSN | MAY
315 | HSN 5 | Reliance Communication C/o Rajiv N.H.Hassan | [9 empty] | 0 | [10 empty] | DG | 1 | 15 | 15 | CONSUMER | HSN | MAY
316 | HSN 6 | M/s Suvarna Arcade, B.M. Road, Hassan | [7 empty] | 1 | 100 | 100 | 1 | 1 | [6 empty] | 1 |  | DG | 1 | 125 | 125 | CONSUMER | HSN | JUN
317 | HSN 7 | Tata Tele services C/O Hotel Suvarna Arcade ,B.M.Road,Hassan | [9 empty] | 0 | [10 empty] | DG | 1 | 63 | 63 | CONSUMER | HSN | JUN
318 | HSN 8 | Tata Communications C/O Hotel Suvarna Arcade ,B.M.Road,Hassan | [9 empty] | 0 | [10 empty] | DG | 1 | 70 | 110 | CONSUMER | HSN | JUN
319 | [22 empty] | DG | 1 | 40 |  | CONSUMER | HSN | JUN
320 | HSN 9 | M/s Pericot Meridian Ltd,KIADB Inl area, Hassan | [7 empty] | 1 | 5000 66KV/11KV | 5000 | [10 empty] | DG | 1 | 750 | 1070 | CONSUMER | HSN | SEP
321 | [22 empty] | DG | 1 | 320 |  | CONSUMER | HSN | SEP
322 | HSN 10 | The Asst. Executive Engineer, No. 1 HRBC Sub-division, Cauvery Neeravari Nigama Ltd., Arakalgudu Tq., Hassan Dist., (LIS Adike Bommanahalli). | [7 empty] | 1 | 1x4000 66/3.3 kV + 1x100, 11/0.433 kv) | 4000 | [14 empty] | CONSUMER | HSN | AUG
323 | HSN 11 | SSM Hospital, Shankara Mutt Road, K.R. Puram, Hassan | [7 empty] | 1 | 160 | 160 | 1 | 1 |  |  |  |  | 2 |  | 1 |  | DG | 1 | 125 | 125 | CONSUMER | HSN | APR
324 | HSN 12 | Dr. Ashok Gowda, Mangala Hospital, # 515, Sampige Road, K.R. Puram Road, Hassan | [7 empty] | 1 | 200 | 200 | 1 | 2 |  |  |  |  | 3 |  | 2 |  | DG | 1 | 320 | 320 | CONSUMER | HSN | APR
325 | [22 empty] | DG | 1 | 82.5 | 82.5 | CONSUMER | HSN | APR
326 | HSN 13 | Rajiv Eduactional Arcad & Hostel Bulding, Sampige Road, K.R. Puram, Hassan. | [7 empty] | 1 | 200 | 200 | 1 | 1 | [8 empty] | DG | 1 | 63 | 63 | CONSUMER | HSN | MAY
327 | HSN 14 | The Executive Engineer (El), TL & SS Division, KPTCL, Ground Floor, Prasarana Bhavan, Santhepet, B.M. Road, Hassan. | [7 empty] | 1 | 250 | 250 | 1 | 1 | [6 empty] | 2 |  | DG | 1 | 82.5 | 82.5 | CONSUMER | HSN | OCT
328 | HSN 15 | Rajeev Institute of Technology, KIADB Industrial Area, Bommanayakanahally, Bypass B.M. Road, Hassan. | [7 empty] | 1 | 250 | 250 | 1 | 5 | [8 empty] | DG | 1 | 100 | 170 | CONSUMER | HSN | MAY
329 | [22 empty] | DG | 1 | 70 |  | CONSUMER | HSN | MAY
330 | HSN 16 | Sri B.S. Basavaraj, "MALLIGE RESIDENCY", # 266, High School Field Road, K.R. Puram, Hassan- 573 201. | [7 empty] | 1 | 200 | 200 | 1 | 1 | [6 empty] | 2 |  | DG | 1 | 160 | 160 | CONSUMER | HSN | JULY
331 | HSN 17 | Sri Harsha Kumar, SAS No. 297 & 298, Race Course Road, Hassan. | [7 empty] | 1 | 200 | 200 | 1 | 1 | [8 empty] | DG | 1 | 125 | 125 | CONSUMER | HSN | JULY
332 | HSN 18 | The Executive Engineer, Cauvery Neeravary Nigama Niyamitha, No 1, Hemavathy Right Bank High Level Canal Division, GORUR, Hassan Dist PIN CODE:573 120 (Guddenahally LIS) | [7 empty] | 1 | 5000 | 5000 | [14 empty] | CONSUMER | HSN | DEC
333 | HSN 19 | The Executive Engineer, Hemavathy Right Bank Canal Division, Cauvery Neeravary Nigama Niyamitha, Holenarasipur 573 211.(LIS HUCCHINAKOPPALU) | [7 empty] | 1 | 5000 | 5000 | [14 empty] | CONSUMER | HSN | DEC
334 | HSN 20 | T.Narayana Puranic S/o T.Subbraya Puranik,M/s Mayura International, Hassan | [7 empty] | 1 | 160 | 160 | 1 | 1 | [8 empty] | DG | 1 | 100 | 100 | CONSUMER | HSN | JUN
335 | HSN 21 | Chief Executive Officer,Sanjiveeni Co-op Society Hospital Hassan | [7 empty] | 1 | 250 | 250 | 1 | 1 | [6 empty] | 2 |  | DG | 1 | 125 | 150 | CONSUMER | HSN | JULY
336 | [22 empty] | DG | 1 | 25 |  | CONSUMER | HSN | JULY
337 | HSN 22 | Sri.J.Naveen,M/s Vasan Eye Hospital Building,K.R.Puram,Hassan | [7 empty] | 1 | 200 | 200 | 1 | 1 | [12 empty] | CONSUMER | HSN | OCT
338 | HSN 56 | M/s Vasan Eye Care Hospital, Hassan. | [20 empty] | DG | 1 | 160 | 160 | CONSUMER | HSN | OCT
339 | HSN 23 | Smt.Savithri Krishnan.M/s Bheema Jewellaries Building,B.M.Road, Hassan | [7 empty] | 1 | 200 | 200 | 1 | 1 | [6 empty] | 1 |  |  |  |  | 0 | CONSUMER | HSN | OCT
340 | HSN 24 | Bheema Jewellaries,c/o SmtSavithri Krishnan.,B.M.RoadHassan | [20 empty] | DG | 1 | 160 | 160 | CONSUMER | HSN | OCT
341 | HSN 25 | Dr. Abdul Basheer,Janapriya Hospital, Sampige Road, K.R. Puram Road, Hassan | [7 empty] | 1 | 500 | 500 | 1 | 1 | [8 empty] | DG | 1 | 380 | 380 | CONSUMER | HSN | AUG
342 | HSN 26 | The Executive Engineer, Hemavathy Right Bank Canal Division, Cauvery Neeravary Nigama Niyamitha, Holenarasipur 573 211.(KAMASAMUDRA) | [7 empty] | 1 | 10000 | 10000 | [14 empty] | CONSUMER | HSN | DEC
343 | HSN 27 | M/s Petronet MHB Ltd., Hassan P & R Station, Plot 1 A, KIADB Industrial Growth Centre, Mommanaikanahalli, PB No 202, Hassan | [7 empty] | 1 | 2 X 4000 kVA, 66/6.9 kV. | 4000 | [10 empty] | DG | 1 | 250 | 250 | CONSUMER | HSN | DEC
344 | HSN 28 | Balaji Theater, Channarayapatna, Hassan dist., | [14 empty] | PT | 1 |  |  |  |  | DG | 1 | 10 | 10 | CONSUMER | HSN | SEP
345 | HSN 29 | Bhanu Talkies, B. M. Road, Hassan. | [14 empty] | PT | 1 |  |  |  |  | DG | 1 | 35 | 35 | CONSUMER | HSN | JULY
346 | HSN 30 | Chennambika Chitramandira, Holenarasipura, Hassan Dist., | [14 empty] | PT | 1 |  |  |  |  | DG | 1 | 30 | 30 | CONSUMER | HSN | DEC
347 | HSN 31 | Gayathri Talkies, Channarayapatna-573 116, Hassan Dist., | [14 empty] | PT | 1 |  |  |  |  | DG | 1 | 20 | 20 | CONSUMER | HSN | SEP
348 | [22 empty] | DG | 1 | 30 | 30 | CONSUMER | HSN | SEP
349 | HSN 32 | Lakshmi Chitra Mandira, Channarayapatna, Hassan Dist., | [14 empty] | PT | 1 |  |  |  |  | DG | 1 | 7.5 | 7.5 | CONSUMER | HSN | SEP
350 | HSN 33 | Manjunath Chitramandira, Keralapura-573 136, Arakalagudu Tq., Hassan Dist., | [14 empty] | PT | 1 |  |  |  |  | DG | 1 | 15 | 15 | CONSUMER | HSN | NOV
351 | HSN 34 | Picture Palace, Hassan. | [14 empty] | PT | 1 |  |  |  |  | DG | 1 | 17.5 | 17.5 | CONSUMER | HSN | JULY
352 | HSN 35 | Prithvi Talkies, Hassan. | [14 empty] | PT | 1 |  |  |  |  | DG | 1 | 20 | 20 | CONSUMER | HSN | JULY
353 | HSN 36 | Ratna Theater, Near Bus Stand, Arasikere, Hassan Dist., | [14 empty] | PT | 1 |  |  |  |  | DG | 1 | 25 | 25 | CONSUMER | HSN | SEP
354 | HSN 37 | Sri Laxminarasimha Chitramandira, Holenarasipura, Hassan Dist., | [14 empty] | PT | 1 |  |  |  |  | DG | 1 | 25 | 25 | CONSUMER | HSN | JULY
355 | HSN 38 | Sadhana Theater, B.H. Road, Arasikere, Hassan Dist., | [14 empty] | PT | 1 |  |  |  |  | DG | 2 | 15 | 30 | CONSUMER | HSN | SEP
356 | HSN 39 | Sahyadri Talkies, Salgame Road, Hassan. | [14 empty] | PT | 1 |  |  |  |  | DG | 1 | 45 | 45 | CONSUMER | HSN | JULY
357 | HSN 40 | SBG Theater, Harsha Mahal Road, Hassan | [7 empty] | 1 | 100 | 100 |  |  |  |  | PT | 1 |  |  |  |  | DG | 1 | 30 | 30 | CONSUMER | HSN | APR
358 | HSN 41 | Sri Guru Theater, Hassan. | [14 empty] | PT | 1 |  |  |  |  | DG | 1 | 20 | 20 | CONSUMER | HSN | JULY
359 | HSN 42 | Tejasvi Theater, Balegadde, Sakaleshpura, Hassan Dist., | [14 empty] | PT | 1 |  |  |  |  | DG | 1 | 20 | 20 | CONSUMER | HSN | SEP
360 | HSN 43 | Manjunatha Chithramandira, Arakalagudu, Hassan Dist., | [14 empty] | PT | 1 |  |  |  |  | DG | 1 | 15 | 15 | CONSUMER | HSN | AUG
361 | HSN 44 | Venkateshwara Theater Banavara, Arasikere Taluk,Hassan Dist | [14 empty] | PT | 1 |  |  |  |  | DG | 1 | 15 | 15 | CONSUMER | HSN | SEP
362 | HSN 45 | Sri.H.B.Sathyanarayana Rao S/o Bheema Rao, Opp.City Point, B.M.Road, Hassan | [7 empty] | 1 | 160 | 160 | 1 | 1 | [8 empty] | DG | 1 | 62.5 | 97.5 | CONSUMER | HSN | SEP
363 | [22 empty] | DG | 1 | 35 |  | CONSUMER | HSN | SEP
364 | HSN 46 | Paschim Hydro Enrgy Pvt Ltd.,Near Maranahlly Village, Sakaleshpura | PRIVATE | HYDEL | 1 | 2x4.5MW | 11250 | [15 empty] | DG | 1 | 100 | 100 | PRIVATE | HSN | JUN
365 | HSN 47 | M/s International Power Corporation Limited, Kemphole Mini Hydel Scheme, Maranahlly Post, Sakaleshpur Tq, Hassan Dist PIN CODE: 573 145. | PRIVATE | HYDEL | 1 | 3x6MW | 22500 | [15 empty] | DG | 1 | 100 | 100 | PRIVATE | HSN | JUN
366 | HSN 48 | M/s Hemavathy Power & Light (P) Limited, Hemavathy LBC Power House, Gorur, Tq & Dist: Hassan PIN CODE: 573120 | PRIVATE | HYDEL | 1 | 4X4MW | 20000 | [15 empty] | DG | 1 | 63 | 63 | PRIVATE | HSN | AUG
367 | HSN 49 | M/s Hemavathy Power & Light (P) Limited, Hemavathy LBC Power House, Gorur, Tq & Dist: Hassan PIN CODE: 573120 | PRIVATE | HYDEL | 1 | 2X4MW | 10000 | [15 empty] | DG | 1 | 63 | 63 | PRIVATE | HSN | AUG
368 | HSN 50 | M/s Mysore Mercantile Co Limited, Yettinahole MHS,Doddatappale Village (ADIDAL), Heggadde Post, Sakaleshpur, | PRIVATE | HYDEL | 1 | 2X1.5MW | 3750 | [15 empty] | DG | 1 | 125 | 125 | PRIVATE | HSN | SEP
369 | HSN 51 | M/s Bhoruka Power Corporation Limited, SRD Katte MHS, Kattebelaguli, Bagevalu Post, H N Pur Tq, Hassan Dist. Pin Code:573211. | PRIVATE | HYDEL | 1 | 2X.75MW | 1875 | [15 empty] | DG | 1 | 62.5 | 62.5 | PRIVATE | HSN | OCT
370 | HSN 52 | The Managing Director, Sri Maruthy Power Gen(India) Limited, No 22/4, Race Course Road, Gandhinagar, Bangalore. PIN CODE:560 009(Gorur Hassan) | PRIVATE | HYDEL | 1 | 1X1.75MW | 2187.5 | [15 empty] | DG | 1 | 63 | 63 | PRIVATE | HSN | NOV
371 | HSN 53 | M/s Nagarjuna Hydro Energy Private Limited, Kadumane Mini Hydel Scheme 2,Maranahally Village, Sakaleshapura | PRIVATE | HYDEL | 1 | 2X7.5 MW | 18750 | [13 empty] | 1 |  | DG | 1 | 100 | 100 | PRIVATE | HSN | JAN
372 | HSN 54 | Sai Nireeha Power project pvt ltd,Kattepura Anekat,Near Sargur Konanur Arakalagud,Hassan Dist | PRIVATE | HYDEL | 1 | 3X1.667MW | 6251.25 | [15 empty] | DG | 1 | 62.5 | 62.5 | PRIVATE | HSN | AUG
373 | HSN 55 | Flax Hydro Energy Pvt Ltd,Arenadahally,Arakalagud,Hassan Dist | PRIVATE | HYDEL | 1 | 1X1500KW | 1875 | [15 empty] | DG | 1 | 62.5 | 62.5 | PRIVATE | HSN | AUG
374 | HSN 57 | Suzlon Global Servived, nitturu, Hassan- 13 No's of WTG @ Seegegudda-H01-H013 | PRIVATE | WTG | 13 | [21 empty] | PRIVATE | HSN | JUN
375 | HSN 58 | Suzlon Global Servived, nitturu, Hassan- 13 No's of WTG @ Billenahally-H14-H26 | PRIVATE | WTG | 13 | [21 empty] | PRIVATE | HSN | JULY
376 | HSN 59 | Suzlon Global Servived, nitturu, Hassan- 17 No's of WTG @ Seegegudda -H27-H43 & Pooling station | PRIVATE | WTG | 17 | [21 empty] | PRIVATE | HSN | AUG
377 |  | Suzlon Global Servived, nitturu, Hassan- 17 No's of WTG @ Seegegudda Pooling station | [5 empty] | PS | 1 | [17 empty] | PRIVATE | HSN | AUG
378 | HSN 60 | Suzlon Global Servived, nitturu, Hassan-08 No's of WTG @ Gopalpura-GP 02-09 | PRIVATE | WTG | 8 | [21 empty] | PRIVATE | HSN | SEP
379 | HSN 61 | Suzlon Global Servived, nitturu, Hassan-11 No's of WTG @ Gopalpura-GP 17-18,GP23-31 | PRIVATE | WTG | 11 | [21 empty] | PRIVATE | HSN | OCT
380 | HSN 62 | Suzlon Global Servived, nitturu, Hassan-13 No's of WTG @ Gopalpura-GP 10,11,12,14,16,19,20 MG 18-19,MG 01-04 | PRIVATE | WTG | 13 | [21 empty] | PRIVATE | HSN | NOV
381 | HSN 63 | Suzlon Global Servived, nitturu, Hassan-13 No's of WTG @ Gopalpura-MG05- MG 17 & Pooling Station | PRIVATE | WTG | 13 | [21 empty] | PRIVATE | HSN | DEC
382 |  | Suzlon Global Servived, nitturu, Hassan-13 No's of WTG @ Gopalpura Pooling Station | [5 empty] | PS | 1 | [17 empty] | PRIVATE | HSN | DEC
383 | HSN 64 | The Executive Engineer, Cauvery Neeravary Nigama Niyamitha, No 1, Hemavathy Right Bank High Level Canal Division, GORUR, Hassan Dist PIN CODE:573 120 ( Kachenahalii 1st Stage LIS,C.R.Patna Taluk) | [7 empty] | 1 | 6.3MVA | 6300 | [14 empty] | CONSUMER | HSN | FEB
384 | HSN 65 | Sri.H.J.Raghavendra,B.M.Road, Hotel Rama,Hassan | [7 empty] | 1 | 250 | 250 | 1 | 1 | [6 empty] | 2 |  | DG | 1 | 82.5 | 82.5 | CONSUMER | HSN | APR
385 | HSN 66 | Sri M.J.Thimmegowda S/o Javaregowda at Hassan Road, Arakalagud Town, Hassan. | [7 empty] | 1 | 250 | 250 | 1 | 1 | [8 empty] | DG | 1 | 125 | 125 | CONSUMER | HSN | FEB
386 | HSN 67 | G T Raghavendra Partner,M/S Gopadi Enterprises,KIADB Industrial Growth Centre,HN Road, Hassan | [7 empty] | 1 | 160 | 160 | 1 | 1 | [12 empty] | CONSUMER | HSN | JUN
387 | HSN 68 | Sri HL Mithun S/o H Lakshmaiah, Near Gandhada Kote, R R Road,Hassan | [7 empty] | 1 | 250 | 250 | 1 | 1 | [6 empty] | 1 | [5 empty] | CONSUMER | HSN | JUN
388 | HSN 69 | Smt M K Ravichandra, S/O Late M B Kutti, Hotel Sharanya Arcade, Harsha Mahal Road, Hassan | [7 empty] | 1 | 100 | 100 | 1 | 1 | [12 empty] | CONSUMER | HSN | NOV
389 | HSN 70 | The Secretary, Sri Dharmasthala Manjunatheshwara Educational Society, Ayurvedic College, Thanniruhalla, BM Road, Hassan | [7 empty] | 1 | 250 | 250 | 1 | 1 | [12 empty] | CONSUMER | HSN | JAN
390 | HSN 71 | The Managing Director, Hassan co-operative milk producers societies union limited, Industrial estate, B.M.Road, Hassan-573 201 | [7 empty] | 1 | 1x2000kVA + 2x750kVA | 3500 | [10 empty] | DG | 1 | 1010 | 2060 | CONSUMER | HSN | MAY
391 | [22 empty] | DG | 1 | 750 |  | CONSUMER | HSN | MAY
392 | [22 empty] | DG | 1 | 300 |  | CONSUMER | HSN | MAY
393 | MUSS-01 | Executive Engineer, TL&SS,KPTCL,D.M. Kurke, Arasikere Taluk,Hassan Dist | [5 empty] | 110 | 1 | [17 empty] | KPTCL | HSN
394 | MUSS-02 | Executive Engineer, TL&SS,KPTCL, Javgal, ArasikereTaluk,Hassan Dist(110 KV MUSS) | [5 empty] | 110 | 1 | [17 empty] | KPTCL | HSN
395 | MUSS-03 | Executive Engineer, TL&SS,KPTCL, Arsikere,Hassan Dist(110 KV MUSS) | [5 empty] | 110 | 1 | [17 empty] | KPTCL | HSN
396 | MUSS-04 | Executive Engineer, TL&SS,KPTCL ,Gandsi, Arasikere Taluk,Hassan Dist(110 KV MUSS) | [5 empty] | 110 | 1 | [17 empty] | KPTCL | HSN
397 | MUSS-05 | Executive Engineer,TL&SS,KPTCL Kallusadarahalli, Arsikere Taluk,Hassan Dist(110 KV MUSS) | [5 empty] | 110 | 1 | [17 empty] | KPTCL | HSN
398 | MUSS-06 | Executive Engineer,TL&SS,KPTCL,Kondenalu, Arasikere Taluk,Hassan Dist(110 KV MUSS) | [5 empty] | 110 | 1 | [17 empty] | KPTCL | HSN
399 | MUSS-07 | Executive Engineer,TL&SS,KPTCL, Gerumara, Arasikere Taluk,Hassan Dist(110 KV MUSS) | [5 empty] | 110 | 1 | [17 empty] | KPTCL | HSN
400 | MUSS-08 | Executive Engineer,TL&SS,KPTCL,Bhanavara, Arasikere Taluk,Hassan Dist(110 KV MUSS) | [5 empty] | 110 | 1 | [17 empty] | KPTCL | HSN
401 | MDK 1 | Sri K.B. Shanthappa, Boregowda Complex, F.M.C. Road, Virajpet-571 218, Kodagu District. | [7 empty] | 1 | 100 | 100 | 1 | 1 | [6 empty] | 1 |  | DG | 1 | 30 | 30 | CONSUMER | MDK | APR
402 | MDK 2 | Dr. B.C. Naveen kumar, Sri Rajarajeshwari Hospital (Malnad Kids Care), Block No. 11, Near Patrika Bhavan, Industrial Estate, Madikeri -571 201. | [7 empty] | 1 | 100 | 100 | 1 | 1 |  |  |  |  | 1 |  | 1 |  | DG | 1 | 45 | 45 | CONSUMER | MDK | APR
403 | MDK 3 | Sri M.K. Dinesh, J.S. Mansion Complex, B.M. Road, Kushalnagar, Somwarpet Taluk, Kodagu District. | [7 empty] | 1 | 250 | 250 | 1 | 1 | [6 empty] | 1 |  | DG | 1 | 82.5 | 117.5 | CONSUMER | MDK | AUG
404 | [22 empty] | DG | 1 | 35 |  | CONSUMER | MDK | AUG
405 | MDK 4 | Coorg Institute of Dental Sciences, Virajpet, Kodagu District. | [7 empty] | 1 | 315 | 315 | 1 | 1 |  |  |  |  | 3 |  |  |  | DG | 1 | 160 | 242.5 | CONSUMER | MDK | SEP
406 | [22 empty] | DG | 1 | 82.5 |  | CONSUMER | MDK | SEP
407 | MDK 5 | Sri. K.Mohammed Haji(GPA Holder for Sri. M.P. Ashraf a& others), "City Center" Sy.No: 115/2, 1st Block, Bychanahalli, Kushalnagar Somwarpete Tq., Coorg Dist. | [7 empty] | 1 | 315 | 315 | 1 | 1 | [6 empty] | 1 | [5 empty] | CONSUMER | MDK | AUG
408 | MDK 6 | D.H.Soofi, Block No: 5, Sy.No: 40/1 & 40/2, Sunadabeedhi, Virajpete Town, Coorg District. | [7 empty] | 1 | 360 | 360 | 1 | 1 | [6 empty] | 1 |  | DG | 1 | 75 | 75 | CONSUMER | MDK | SEP
409 | MDK 7 | M/s.P.S. Suresh, Sudramma Building, Gonikoppal, Virajpete Taluk, Coorg District. | [7 empty] | 1 | 100 | 100 | 1 | 1 | [12 empty] | CONSUMER | MDK | JAN
410 | MDK 8 | The Deputy Commissioner office Building, Madikeri | [7 empty] | 1 | 500 | 500 | 1 | 1 | [6 empty] | 1 |  | DG | 1 | 62.5 | 62.5 | CONSUMER | MDK | SEP
411 | MDK 9 | Cauvery Mahal Theatre, Cauvery Compound, Junior College Road, Madikeri. | [14 empty] | PT | 1 | [8 empty] | CONSUMER | MDK | APR
412 | MDK 10 | Yashaswini Theatre, Shanivarsanthe, Somawarpete Tq., Kodagu Dist., | [14 empty] | PT | 1 |  |  |  |  | DG | 1 | 10 | 10 | CONSUMER | MDK | AUG
413 | MDK 11 | M/s Bhoruka Power Corporation Limited, Manjadka Mini Hydel Station, Karike Village, Madikeri Tq, Coorg Dist. | PRIVATE | HYDEL | 1 | 2x5882KVA, (2x5000KW), 11KV | 11764 | [15 empty] | DG | 1 | 125 | 125 | PRIVATE | MDK | JUN
414 | MDK 12 | M/s Energy Development Corporation Limited, Harangi Hydro Electric Project, HULAGUNDA, (Via) Kushalanagar, Coorg Dist. Unit-I | PRIVATE | HYDEL | 1 | 2x5294KVA, (2x4500KW), 11KV | 10588 | [15 empty] | DG | 1 | 100 | 100 | PRIVATE | MDK | SEP
415 | MDK 13 | M/s Energy Development Corporation Limited, Harangi Hydro Electric Project, HULAGUNDA, (Via) Kushalanagar, Coorg Dist. Unit-II | PRIVATE | HYDEL | 1 | 1x7059KVA, (1x6000KW), 11KV | 7059 | [19 empty] | PRIVATE | MDK | JAN
416 | MDK 14 | M/s. Kodagu Hydel Projects Pvt Ltd., Beedhalli Village, Somwarpete Taluk, Coorg District | PRIVATE | HYDEL | 1 | 2x1765KVA, (2x1500KW), 11KV | 3530 | [15 empty] | DG | 1 | 62.5 | 62.5 | PRIVATE | MDK | MAY
[5 empty] | 132 |  |  |  | 10 | 150 |  | 287433 | 106 | 114 | 0 | 0 | 0 | 85 | 17 | 0 | 154 | 6 |  | 360 |  | 124802.65

## EI_MYS S
LIST OF ELECTRICAL INSTALLATIONS AS ON 31-03-2017 UNDER THE PERVIEW OF EI MYSURU SOUTH
SL. NO | FILE NO | NAME & POSTAL ADDRESS OF THE INSTALLATION | GENERATING STATIONS |  |  |  |  | MUSS |  | HT / EHT |  |  | HT MSB |  | LT MSB |  | MULTIPLEX CINEMA/PT/SPT/TT |  | X-RAY IN NOS | NEON SIGNS IN NOS | LIFTS/ ESCALATOR/ PASSENGER CONVEYORS |  | GENERATOR SETS |  |  |  | REMARKS | DEI AREA
|  |  | KPCL / PRIVATE | TYPE(HYDEL/ THERMAL/WTG/ CO GEN/ BIO MASS/ Solar/Others ) | Nos | CAPACITY IN KVA | TOTAL | 400kV/220kV/110kV/66kV/33kV/PS | No | HT / EHT | CAPACITY IN KVA | TOTAL | NO. OF FIRMS | NO. OF BLOCKS | NO. OF FIRMS | NO. OF BLOCKS | MP/PT/SPT/TT/VIDEO | NO OF SCREENS |  |  | LIFT NOS | ESCALATORS NOS | DG/TG/SOLAR | Nos | CAPACITY IN KVA | TOTAL | KPCL/KPTCL/PRIVATE/CONSUMER | ACEI/DCEI/EI/DEI/AEI
1 | MHT-1 | GRS ENGINEERS PVT.LTD., PLOT NO:3, BELAGOLA INDUSTRIAL AREA, MYSURU. | [7 empty] | 1 | 990 | 1740 | [10 empty] | DG | 1 | 250 | 250 | CONSUMER | MYS S
2 | [10 empty] | 750 | [11 empty] | DG | 1 | 20 | 20 | CONSUMER | MYS S
3 | MHT-2 | MANIYOG TEXTILES PRIVATE LIMITED, P.B.NO:2, SEEGUR VILLAGE, PERIYAPATNA TALUK, MYSURU DISTRICT. | [7 empty] | 1 | 630 | 945 | [14 empty] | CONSUMER | MYS S
4 | [10 empty] | 315 | [15 empty] | CONSUMER | MYS S
5 | MHT-3 | VISHNU TEXTILES LIMITED, KAMPLAPURA 571136, PERIYAPATNA TALUK, MYSURU DISTRICT. | [7 empty] | 1 | 900 | 900 | [14 empty] | CONSUMER | MYS S
6 | MHT-4 | M/S PLANSEE INDIA HIGH PERFORMANCE MATERIALS PVT LTD, NO:311, HEBBAL INDUSTRIAL AREA, MYSURU-16. | [7 empty] | 1 | 2X800 | 1600 | [8 empty] | 3 |  | DG | 1 | 1010 | 1010 | CONSUMER | MYS S
7 | [22 empty] | DG | 1 | 500 | 500 | CONSUMER | MYS S
8 | MHT-5 | DUNLOP POLYMERS PRIVATE LIMITED, NO:139C, METAGALLI INDUSTRIAL AREA, MYSURU. | [7 empty] | 1 | 1000 | 1000 | [14 empty] | CONSUMER | MYS S
9 | MHT-6 | CHAMUNDI POLYMERS PRIVATE LIMITED, NO:427Q, HEBBAL INDUSTRIAL AREA, METAGALLI POST, MYSURU 570016. | [7 empty] | 1 | 630 & 315 | 945 | [14 empty] | CONSUMER | MYS S
10 | [26 empty] | CONSUMER | MYS S
11 | MHT-7 | MERITOR HVS (INDIA) LIMITED, HOOTAGALLI INDUSTRIAL AREA, OFF HUNSUR ROAD, MYSURU 570018. | [7 empty] | 1 | 1000 & 500 | 1500 | [10 empty] | DG | 1 | 75 | 75 | CONSUMER | MYS S
12 | [26 empty] | CONSUMER | MYS S
13 | MHT-8 | RANGSONS ELECTRONICS PRIVATE LIMITED, PLOT NO:347, D1&D2, KIADB ELECTRONICS CITY, HEBBAL INDUSTRIAL AREA, MYSURU 570016. | [7 empty] | 1 | 750 | 750 | [10 empty] | DG | 1 | 380 | 380 | CONSUMER | MYS S
14 | [22 empty] | DG | 1 | 380 | 380 | CONSUMER | MYS S
15 | [22 empty] | DG | 1 | 20 | 20 | CONSUMER | MYS S
16 | MHT-9 | RANE (MADRAS) LIMITED, NO:79/84, HOOTAGALLI INDUSTRIAL AREA, MYSURU 570018. | [7 empty] | 1 | 1000 & 750 & 500 | 2250 | [10 empty] | DG | 1 | 1010 | 1010 | CONSUMER | MYS S
17 | [22 empty] | DG | 1 | 1010 | 1010 | CONSUMER | MYS S
18 | [22 empty] | DG | 1 | 125 | 125 | CONSUMER | MYS S
19 | MHT-10 | LARSEN & TOUBRO LIMITED, MYSURU CAMPUS, KIADB INDUSTRIAL AREA, HEBBAL-HOOTAGALLI, MYSURU 570018.(RR NO. VHT-31) | [7 empty] | 1 | 750 | 750 | [8 empty] | 2 |  | DG | 1 | 750 | 750 | CONSUMER | MYS S
20 | MHT-11 | LARSEN & TOUBRO LIMITED, MYSURU CAMPUS, KIADB INDUSTRIAL AREA, HEBBAL-HOOTAGALLI, MYSURU 570018. ( RR NO. HT-99) | [7 empty] | 1 | 3X1000 | 3000 | [8 empty] | 1 |  | DG | 1 | 750 | 750 | CONSUMER | MYS S
21 | [22 empty] | DG | 1 | 625 | 625 | CONSUMER | MYS S
22 | [22 empty] | DG | 1 | 320 | 320 | CONSUMER | MYS S
23 | [22 empty] | DG | 1 | 320 | 320 | CONSUMER | MYS S
24 | MHT-12 | GOPALAN ENTERPRISES, NO:110-113, KIADB INDUSTRIAL AREA, K.R.S.ROAD, MYSURU 570016. | [7 empty] | 1 | 500 | 500 | [10 empty] | DG | 1 | 500 | 500 | CONSUMER | MYS S
25 | MHT-13 | MILLENIUM CHEMI PHARMA (MYSURU) PVT.LTD., NO:49, MYSURU BELAGOLA INDUSTRIAL AREA, METAGALLI, MYSURU 570016. | [7 empty] | 1 | 630 | 630 | [10 empty] | DG | 1 | 250 | 250 | CONSUMER | MYS S
26 | [22 empty] | DG | 1 | 250 | 250 | CONSUMER | MYS S
27 | MHT-14 | SPECILAISED PROCESS INNOVATION PRIVATE LIMITED, SOFTWARE PARADIGMS INFOTECH PRIVATE LIMITED, SPI CITY, NO:316-318(P), HEBBAL INDUSTRIAL AREA, MYSURU 570016. | [7 empty] | 1 | 1000 | 1000 | [8 empty] | 2 |  | DG | 1 | 500 | 500 | CONSUMER | MYS S
28 | [22 empty] | DG | 1 | 500 | 500 | CONSUMER | MYS S
29 | MHT-15 | KEC INTERNATIONAL LIMITED, NO:349, HEBBAL INDUSTRIAL AREA, HOOTAGALLI, BELAVADI POST, MYSURU 570 018. | [7 empty] | 1 | 3X1000 | 3000 | [10 empty] | DG | 1 | 750 | 750 | CONSUMER | MYS S
30 | [22 empty] | DG | 1 | 1000 | 1000 | CONSUMER | MYS S
31 | MHT-16 | SRI RAMA SAHAKARA SAKKARE KHARKHANE LIMITED, CHUNCHANAKATTE 571617, K.R.NAGAR TALUK, MYSURU DISTRICT. | [7 empty] | 1 | 500 | 500 | [10 empty] | DG | 1 | 1875 | 1875 | CONSUMER | MYS S
32 | [22 empty] | DG | 1 | 166 | 166 | CONSUMER | MYS S
33 | [22 empty] | DG | 1 | 166 | 166 | CONSUMER | MYS S
34 | MHT-17 | WIPRO ENTERPRISES PRIVATE LIMITED, (LIGHTNG DIVISION), NO:105, HOOTAGALLI INDUSTRIAL AREA, HEBBAL, MYSURU 570 018. | [7 empty] | 1 | 1000 | 1000 | [10 empty] | DG | 1 | 400 | 400 | CONSUMER | MYS S
35 | [22 empty] | DG | 1 | 320 | 320 | CONSUMER | MYS S
36 | [22 empty] | DG | 1 | 170 | 170 | CONSUMER | MYS S
37 | MHT-18 | SUDARSHAN TELECOM, PLOT NO:386 & 387, KIADB ELECTRONIC CITY, HEBBAL INDUSTRIAL AREA, MYSURU 570016. | [7 empty] | 1 | 1500 & 2X500 | 2500 | [10 empty] | DG | 1 | 1250 | 1250 | CONSUMER | MYS S
38 | [22 empty] | DG | 1 | 500 | 500 | CONSUMER | MYS S
39 | [22 empty] | DG | 1 | 250 | 250 | CONSUMER | MYS S
40 | MHT-19 | DECO EQUIPMENTS PRIVATE LIMITED, UNIT-2, B-147, HEBBAL INDUSTRIAL AREA, METAGALLI, MYSURU 570 016. | [7 empty] | 1 | 630 & 250 | 880 | [10 empty] | DG | 1 | 320 | 320 | CONSUMER | MYS S
41 | [22 empty] | DG | 1 | 320 | 320 | CONSUMER | MYS S
42 | [22 empty] | DG | 1 | 320 | 320 | CONSUMER | MYS S
43 | MHT-20 | MYSORE POLYMER & RUBBER PRODUCTS PRIVATE LIMITED, NO:20P, K.R.S.ROAD, METAGALLI, MYSURU 570 016. | [7 empty] | 1 | 750 & 500 | 1250 | [10 empty] | DG | 1 | 500 | 500 | CONSUMER | MYS S
44 | [22 empty] | DG | 1 | 500 | 500 | CONSUMER | MYS S
45 | [22 empty] | DG | 1 | 200 | 200 | CONSUMER | MYS S
46 | MHT-21 | SKANRAY HEALTHCARE PRIVATE LIMITED, PLOT NO:360, KIADB INDUSTRIAL AREA, HEBBAL, MYSURU. | [7 empty] | 1 | 1000 | 1000 | [10 empty] | DG | 1 | 750 | 750 | CONSUMER | MYS S
47 | [22 empty] | DG | 1 | 110 | 110 | CONSUMER | MYS S
48 | MHT-22 | BALIGA INVESTMENTS PRIVATE LIMITED, PROMOTERS OF GRS FANTASY PARK, KRS ROAD, METAGALLI, MYSURU 570016. | [7 empty] | 1 | 400 & 100 | 500 | [10 empty] | DG | 1 | 250 | 250 | CONSUMER | MYS S
49 | [22 empty] | DG | 1 | 200 | 200 | CONSUMER | MYS S
50 | [22 empty] | DG | 1 | 200 | 200 | CONSUMER | MYS S
51 | [22 empty] | DG | 1 | 125 | 125 | CONSUMER | MYS S
52 | MHT-23 | KIRLOSKAR ELECTRIC COMPANY LIMITED, BELAWADI INDUSTRIAL AREA, MYSURU 570018. | [7 empty] | 1 | 1600 | 1600 | [8 empty] | 1 |  | DG | 1 | 625 | 625 | CONSUMER | MYS S
53 | MHT-24 | DONTHI ROLLER FLOUR MILLS, NO:100C, BELAGOLA INDUSTRIAL AREA, METAGALLI, MYSURU 570016. | [7 empty] | 1 | 630 | 630 | [14 empty] | CONSUMER | MYS S
54 | MHT-25 | M/S ANUSHA ENTERPRISES, CHAMUNDI HEAT TREATERS , PLOT NO: 428, KIADB HEBBAL INDUSTRIAL AREA, MYSURU | [7 empty] | 1 | 500 | 500 | [10 empty] | DG | 1 | 250 | 250 | CONSUMER | MYS S
55 | [22 empty] | DG | 1 | 125 | 125 | CONSUMER | MYS S
56 | [22 empty] | DG | 1 | 125 | 125 | CONSUMER | MYS S
57 | MHT-26 | HUNSUR PLYWOOD WORKS PRIVATE LIMITED, P.B.NO:2, HUNSUR 571105 | [7 empty] | 1 | 500 | 500 | [10 empty] | DG | 1 | 500 | 500 | CONSUMER | MYS S
58 | [22 empty] | DG | 1 | 125 | 125 | CONSUMER | MYS S
59 | MHT-27 | RECKIT & BENCKISER (INDIA) LIMITED, NO:61-62, HOOTAGALLI INDUSTRIAL AREA, MYSURU 570018. | [7 empty] | 1 | 1500 | 1500 | [8 empty] | 3 |  | DG | 1 | 500 | 500 | CONSUMER | MYS S
60 | [22 empty] | DG | 1 | 500 | 500 | CONSUMER | MYS S
61 | [22 empty] | DG | 1 | 500 | 500 | CONSUMER | MYS S
62 | MHT-28 | JODALI SYSTEMS PRIVATE LIMITED, NO:120-121, BELAGOLA INDUSTRIAL AREA, KRS ROAD, METAGALLI, MYSURU 570016. | [7 empty] | 1 | 1000 | 1000 | [10 empty] | DG | 1 | 500 | 500 | CONSUMER | MYS S
63 | [22 empty] | DG | 1 | 250 | 250 | CONSUMER | MYS S
64 | MHT-29 | M/S PAMS ENGINEERS, PLOT NO: 72/A2, HOOTAGALLI INDUSTRIAL AREA, MYSURU | [7 empty] | 1 | 250 | 250 | [10 empty] | DG | 1 | 250 | 250 | CONSUMER | MYS S
65 | [22 empty] | DG | 1 | 125 | 125 | CONSUMER | MYS S
66 | MHT-30 | THE MEDICAL SUPERINTENDENT, ESI HOSPITAL, HRS ROAD, MYSURU 570020. | [7 empty] | 1 | 300 & 800 | 1100 | [6 empty] | 1 |  | 1 |  | DG | 1 | 75 | 75 | CONSUMER | MYS S
67 | MHT-31 | THE ASSISTANT DIRECTOR, KANNADA & CULTURE DEPARTMENT KALAMANDIRA, MYSURU 570005 | [7 empty] | 1 | 2X400 | 800 | [10 empty] | DG | 1 | 160 | 160 | CONSUMER | MYS S
68 | MHT-32 | SRI GANESH GEARS PRIVATE LIMITED, NO:106, BELAGOLA INDUSTRIAL AREA, METAGALLI, MYSURU 570016. | [7 empty] | 1 | 750 | 750 | [10 empty] | DG | 1 | 380 | 380 | CONSUMER | MYS S
69 | [22 empty] | DG | 1 | 320 | 320 | CONSUMER | MYS S
70 | [22 empty] | SOLAR | 1 | 250 | 250 | CONSUMER | MYS S
71 | MHT-33 | THE ASSISTANT EXECUTIVE ENGINEER, CENTRAL SUBDIVISION, VANI VILAS WATER WORKS COMPOUND, YADAVAGIRI, MYSURU 570020. HT-02 | [7 empty] | 1 | 2X500 | 1000 | [14 empty] | CONSUMER | MYS S
72 | MHT-34 | THE ASSISTANT EXECUTIVE ENGINEER, CENTRAL SUBDIVISION, VANI VILAS WATER WORKS COMPOUND, YADAVAGIRI, MYSURU 570020. HT-153 AT METAGALLI | [7 empty] | 1 | 2X1000 & 1X100 | 2100 | [14 empty] | CONSUMER | MYS S
73 | MHT-35 | THE EXECUTIVE ENGINEER, UGD DIVISION, VANI VILAS WATER WORKS, YADAVAGIRI, MYSURU 570020. AT RAYANAKERE UGD PLANT WET WELL D HT-288 | [7 empty] | 1 | 500 | 500 | [10 empty] | DG | 1 | 380 | 380 | CONSUMER | MYS S
74 | MHT-36 | THE EXECUTIVE ENGINEER, UGD DIVISION, VANI VILAS WATER WORKS, YADAVAGIRI, MYSURU 570020. AT RAYANAKERE UGD PLANT WET WELL A HT-291 | [7 empty] | 1 | 1600 | 1600 | [10 empty] | DG | 1 | 320 | 320 | CONSUMER | MYS S
75 | [22 empty] | DG | 1 | 320 | 320 | CONSUMER | MYS S
76 | MHT-37 | VST TILLERS & TRACTORS LIMITED, SY.NO:20, PLOT NO:42/43, METAGALLI INDUSTRAIL AREA, MYSURU 570016. | [7 empty] | 1 | 2X500 | 1000 | [10 empty] | DG | 1 | 320 | 320 | CONSUMER | MYS S
77 | [22 empty] | DG | 1 | 200 | 200 | CONSUMER | MYS S
78 | [22 empty] | DG | 1 | 200 | 200 | CONSUMER | MYS S
79 | MHT-38 | MYSORE POLYMERS & RUBBER PRODUCTS LIMITED, NO:10, KRS ROAD, METAGALLI POST, MYSURU 570016. | [7 empty] | 1 | 2X1000 | 2000 | [10 empty] | DG | 1 | 500 | 500 | CONSUMER | MYS S
80 | [22 empty] | DG | 1 | 20 | 20 | CONSUMER | MYS S
81 | MHT-39 | SMT PALLAVI.R (TIMES VPL LIMITED), NO:34/B, HOOTAGALLI INDUSTRIAL AREA, BELAWADI POST, MYSURU 570018. | [7 empty] | 1 | 500 | 500 | [10 empty] | DG | 1 | 600 | 600 | CONSUMER | MYS S
82 | [22 empty] | DG | 1 | 250 | 250 | CONSUMER | MYS S
83 | MHT-40 | THE ASSISTANT EXECUTIVE ENGINEER, JNNURM NO:3 CITY SUBDIVISION, SRIRAMPURA 2ND STAGE, MYSURU. @ PINJARAPOLE | [7 empty] | 1 | 3X630 & 1X100 | 1990 | [14 empty] | CONSUMER | MYS S
84 | [26 empty] | CONSUMER | MYS S
85 | MHT-41 | M/S LOUIS DREYFUS COMPANY INDIA PVT LTD , BM ROAD, KOPPA 571104, BYLKUPPE, PERIYAPATNA TALUK, MYSURU DISTRICT. | [7 empty] | 1 | 500 | 500 | [10 empty] | DG | 1 | 500 | 500 | CONSUMER | MYS S
86 | [22 empty] | DG | 1 | 285 | 285 | CONSUMER | MYS S
87 | [22 empty] | DG | 1 | 7.5 | 7.5 | CONSUMER | MYS S
88 | MHT-42 | DARSHAN FLEXIBLES PRIVATE LIMITED, NO:268, PART A INDUSTRIAL AREA, HEBBAL, MYSURU 570016. | [7 empty] | 1 | 630 | 630 | [10 empty] | DG | 1 | 200 | 200 | CONSUMER | MYS S
89 | [22 empty] | DG | 1 | 200 | 200 | CONSUMER | MYS S
90 | MHT-43 | MANOJ KUMAR CHOWTHA, MYTHRI ARCADE, NO:50, SARASWATHIPURAM, MYSURU. | [7 empty] | 1 | 630 | 630 | [8 empty] | 1 | [5 empty] | CONSUMER | MYS S
91 | MHT-44 | BALAJI AUTO ENTERPRISES, PALACE TOYOTA, NO:33A, KOORGALLI VILLAGE LIMIT, HOOTAGALLI INDUSTRIAL AREA, MYSURU 570018. | [7 empty] | 1 | 400 | 400 | [10 empty] | DG | 1 | 100 | 100 | CONSUMER | MYS S
92 | MHT-45 | MYSURU DUTTA POLYMERS, NO:130, BELAGOLA INDUSTRIAL AREA, KRS ROAD, METAGALLI, MYSURU 570016. | [7 empty] | 1 | 400 | 400 | [10 empty] | DG | 1 | 160 | 160 | CONSUMER | MYS S
93 | [22 empty] | DG | 1 | 82.5 | 82.5 | CONSUMER | MYS S
94 | MHT-46 | SKANRAY TECHNOLOGIES, SITE NO:15,16,17P, SY.NO:128 & 139, HEBBAL INDUSTRIAL AREA, MYSURU. | [7 empty] | 1 | 500 | 500 | [10 empty] | DG | 1 | 250 | 250 | CONSUMER | MYS S
95 | MHT-47 | RISHI POLYMERS PRIVATE LIMITED, NO:16A, BELAGOLA INDUSTRIAL AREA, METAGALLI, MYSURU270016. | [7 empty] | 1 | 250 | 250 | [10 empty] | DG | 1 | 250 | 250 | CONSUMER | MYS S
96 | [22 empty] | DG | 1 | 125 | 125 | CONSUMER | MYS S
97 | MHT-48 | BRINDAVAN ROLLER FLOUR MILLS, NO:142, BELAGOLA INDUSTRIAL AREA, KRS ROAD, MYSURU 570016. | [7 empty] | 1 | 750 | 750 | [14 empty] | CONSUMER | MYS S
98 | MHT-49 | ECOM GILL COFFEE TRADING PRIVATE LIMITED, BENEGAL VILLAGE, NILVADI POST, PERIYAPATNA TALUK, MYSURU DISTRICT. | [7 empty] | 1 | 750 | 750 | [10 empty] | DG | 1 | 625 | 625 | CONSUMER | MYS S
99 | [22 empty] | DG | 1 | 250 | 250 | CONSUMER | MYS S
100 | MHT-50 | MHI-VST DIESEL ENGINES PVT. LTD., PLOT NO:305, HEBBAL INDUSTRIAL AREA, METAGALLI, MYSURU 570016. | [7 empty] | 1 | 500 | 500 | [10 empty] | DG | 1 | 320 | 320 | CONSUMER | MYS S
101 | [22 empty] | DG | 1 | 250 | 250 | CONSUMER | MYS S
102 | MHT-51 | THE ASSISTANT EXECUTIVE MINOR IRRIGATION SUBDIVISION, PWD BUILDING DIVISION OFFICE COMPOUND, BEHIND DC OFFICE, VINOBHA ROAD, MYSURU. @ ANANDUR LIS | [7 empty] | 1 | 630 | 630 | [14 empty] | CONSUMER | MYS S
103 | MHT-52 | SHAHI EXPORTS PRIVATE LIMITED, UNIT-25, PLOT NO:434/B, JAYADEVANAGAR RING ROAD, HEBBAL INDUSTRIAL AREA, MYSURU. | [7 empty] | 1 | 400 | 400 | [8 empty] | 1 |  | DG | 1 | 320 | 320 | CONSUMER | MYS S
104 | MHT-53 | THEOREM INDIA PVT LTD, NO 67C, HOOTAGALLI INDUSTRIAL AREA, MYSURU - 570 018. | [7 empty] | 1 | 250 | 250 | [10 empty] | DG | 1 | 320 | 320 | CONSUMER | MYS S
105 | [22 empty] | DG | 1 | 140 | 140 | CONSUMER | MYS S
106 | [22 empty] | DG | 1 | 62.5 | 62.5 | CONSUMER | MYS S
107 | MHT-54 | THE ASSISTANT EXECUTIVE MINOR IRRIGATION SUBDIVISION, PWD BUILDING DIVISION OFFICE COMPOUND, BEHIND DC OFFICE, VINOBHA ROAD, MYSURU. @ YEDEHALLI LIS | [7 empty] | 1 | 750 | 750 | [14 empty] | CONSUMER | MYS S
108 | MHT-55 | THE COMMISSIONER, MYSURU CITY CORPORATION, MYSURU @ VIJAYNAGAR, MYSURU | [7 empty] | 1 | 630 | 630 | [14 empty] | CONSUMER | MYS S
109 | MHT-56 | SAN ENGINEERING AND LOCOMOTIVE COMPANY LIMITED, NO:1-10, HEBBAL INDUSTRIAL AREA, MYSURU 570018. | [7 empty] | 1 | 2X500 | 1000 | [10 empty] | DG | 1 | 320 | 320 | CONSUMER | MYS S
110 | [22 empty] | DG | 1 | 140 | 140 | CONSUMER | MYS S
111 | MHT-57 | THE PRINCIPAL, SRI SJCE, MYSURU | [7 empty] | 1 | 500 & 480 | 980 | [8 empty] | 2 |  | DG | 1 | 250 | 250 | CONSUMER | MYS S
112 | [22 empty] | DG | 1 | 250 | 250 | CONSUMER | MYS S
113 | MHT-58 | THE JOINT DIRECTOR, GOVERNMENT TEXT BOOK PRESS, SARASWATHIPURAM, MYSURU | [7 empty] | 1 | 2X500 | 1000 | [10 empty] | DG | 1 | 250 | 250 | CONSUMER | MYS S
114 | MHT-59 | THE MYSORE POLYMERS AND RUBBER PRODUCTS LIMITED, PLOT NO:11/A, BELAGOLA INDUSTRIAL AREA, METAGALLI, MYSURU 570016. | [7 empty] | 1 | 1000 & 500 | 1500 | [10 empty] | DG | 1 | 500 | 500 | CONSUMER | MYS S
115 | [26 empty] | CONSUMER | MYS S
116 | MHT-60 | NANDI ROLLER FLOUR MILLS PRIVATE LIMITED, PLOT NO:16B, 17A, BELAGOLA INDUSTRIAL AREA, KRS ROAD, MYSURU 570016. | [7 empty] | 1 | 500 | 500 | [10 empty] | DG | 1 | 625 | 625 | CONSUMER | MYS S
117 | MHT-61 | INTCERAMIC ENGINEERS PRIAVTE LIMITED, NO:43A, BELAVADI INDUSTRIAL AREA, HUNSUR ROAD, MYSURU | [7 empty] | 1 | 500 | 500 | [10 empty] | DG | 1 | 125 | 125 | CONSUMER | MYS S
118 | MHT-62 | PYRAMID TIMBERS ASSOCIATES PRIVATE LIMITED, SY.NO:193/2 AND 194, HUNSUR ROAD, YELWALA POST, MYSURU 571130 | [7 empty] | 1 | 750 | 750 | [10 empty] | DG | 1 | 320 | 320 | CONSUMER | MYS S
119 | [22 empty] | DG | 1 | 320 | 320 | CONSUMER | MYS S
120 | MHT-63 | MAS FURNITURES, SITE NO:36, MYSURU HUNSUR ROAD, HOOTAGALLI, BELAVADI POST, MYSURU 570018. | [7 empty] | 1 | 400 | 400 | [10 empty] | DG | 1 | 250 | 250 | CONSUMER | MYS S
121 | MHT-64 | KAYNES HOTEL PRIVATE LIMITED, SILENT SHORES RESORT & SPA, NO:85, 87, OFF HUNSUR ROAD, HOOTAGALLI INDUSTRIAL AREA, MYSURU-18. | [7 empty] | 1 | 500 | 500 | [10 empty] | DG | 1 | 320 | 320 | CONSUMER | MYS S
122 | MHT-65 | KAYNES TECHNOLOGY INDIA (P) LIMITED, NO:23-25, BELAGOLA FOOD INDUSTRIAL LAYOUT, METAGALLI POST, MYSURU. | [7 empty] | 1 | 500 | 500 | [8 empty] | 1 |  | DG | 1 | 250 | 250 | CONSUMER | MYS S
123 | MHT-66 | ORANGE COUNTY RESORTS, BEERAMBALLI, H.D.KOTE TALUK, MYSURU DISTRICT. | [7 empty] | 1 | 500 | 500 | [10 empty] | DG | 1 | 380 | 380 | CONSUMER | MYS S
124 | [22 empty] | DG | 1 | 250 | 250 | CONSUMER | MYS S
125 | [22 empty] | DG | 1 | 140 | 140 | CONSUMER | MYS S
126 | MHT-67 | SRI VIVEKANANDA, NAGARHOLE HOTELS & RESORTS, VEERANAHOSAHALLI, HUNSUR TALUK, MYSURU DISTRICT. | [7 empty] | 1 | 500 | 500 | [10 empty] | DG | 1 | 225 | 225 | CONSUMER | MYS S
127 | [22 empty] | DG | 1 | 125 | 125 | CONSUMER | MYS S
128 | [22 empty] | DG | 1 | 40 | 40 | CONSUMER | MYS S
129 | MHT-68 | VARSHA CABLES (P) LIMITED, NO:344, HEBBAL INDUSTRIAL AREA, MYSURU 570016. | [7 empty] | 1 | 500 | 500 | [10 empty] | DG | 1 | 125 | 125 | CONSUMER | MYS S
130 | MHT-69 | GOKUL DAS EXPORTS, NO:28/D&E, BELAVADI INDUSTRIAL AREA, MYSURU. | [7 empty] | 1 | 500 | 500 | [10 empty] | DG | 1 | 380 | 380 | CONSUMER | MYS S
131 | [22 empty] | DG | 1 | 125 | 125 | CONSUMER | MYS S
132 | MHT-70 | THE SUPERINTENDENT, P.K.T.B & C.D HOSPITAL, KRS ROAD, MYSURU. | [7 empty] | 1 | 2X250 | 500 | [10 empty] | DG | 1 | 62.5 | 62.5 | CONSUMER | MYS S
133 | [22 empty] | DG | 1 | 62.5 | 62.5 | CONSUMER | MYS S
134 | MHT-71 | HITECH ROLLING BALLS PRIVATE LIMITED, NO:21A, BELAVADI INDUSTRIAL AREA, MYSURU 570018. | [7 empty] | 1 | 500 | 500 | [10 empty] | DG | 1 | 125 | 125 | CONSUMER | MYS S
135 | MHT-72 | SRI BASAWESWARA ROLLER FLOUR MILLS, NO:33/2, BEML ROAD, HOOTAGALLI INDUSTRIAL AREA, MYSURU 570018. | [7 empty] | 1 | 500 | 500 | [14 empty] | CONSUMER | MYS S
136 | MHT-73 | SUPERTIK INDUSTRIES STEEL ROLLER, NO:4A, HOOTAGALLI INDUSTRIAL AREA, MYSURU. | [7 empty] | 1 | 500 | 500 | [14 empty] | CONSUMER | MYS S
137 | MHT-74 | THE PRINCIPAL GOVERNMENT TOOL ROOM & TRAINING CENTRE, NO:93-94, BELGOLA INDUSTRIAL AREA, METAGALLI, MYSURU 570016. | [7 empty] | 1 | 500 | 500 | [10 empty] | DG | 1 | 125 | 125 | CONSUMER | MYS S
138 | [22 empty] | DG | 1 | 125 | 125 | CONSUMER | MYS S
139 | MHT-75 | GANGOTHRI ROLLER FLOUR MILLS, NO:21,22 & 23, HOOTAGALLI INDUSTRIAL AREA, MYSORE 570018. | [7 empty] | 1 | 500 | 500 | [14 empty] | CONSUMER | MYS S
140 | MHT-76 | PREETHI GRANITES, NO:426, HEBBAL INDUSTRIAL AREA, MYSURU 570016. | [7 empty] | 1 | 500 | 500 | [14 empty] | CONSUMER | MYS S
141 | MHT-77 | PREETHI GRANITE EXPORTS NO:91/2, SHAYADANAHALLI, NAGANAHALLI POST, MYSURU TALUK & DISTRICT. | [7 empty] | 1 | 500 | 500 | [10 empty] | DG | 1 | 600 | 600 | CONSUMER | MYS S
142 | MHT-78 | DMS TECHNOLOGIES PRIVATE LIMITED, NO:34, BELAVADI INDUSTRIAL AREA, MYSURU 570018. | [7 empty] | 1 | 500 | 500 | [10 empty] | DG | 1 | 160 | 160 | CONSUMER | MYS S
143 | [22 empty] | DG | 1 | 125 | 125 | CONSUMER | MYS S
144 | MHT-79 | FOLIAGE RESORTS & HOTELS PRIVATE LIMITED, GOLDEN LANDMARK RESORT, NO:45/A, KRS ROAD, METAGALLI, MYSURU 570016. | [7 empty] | 1 | 500 | 500 | [10 empty] | DG | 1 | 250 | 250 | CONSUMER | MYS S
145 | MHT-80 | LUNARS EXPORTS PRIVATE LIMITED, NO:70Y, HOOTAGALLI INDUSTRIAL AREA, BELAWADI POST, MYSURU 570018. | [7 empty] | 1 | 500 | 500 | [10 empty] | DG | 1 | 250 | 250 | CONSUMER | MYS S
146 | MHT-81 | SRI MANJUNATHA ROLLER FLOUR MILLS PRIVATE LIMITED, PLOT NO:100/B, BELAGOLA INDUSTRIAL AREA, KRS ROAD, MYSURU 570016. | [7 empty] | 1 | 2X315 | 630 | [14 empty] | CONSUMER | MYS S
147 | MHT-82 | ABQAM FOUNDATION PRIVATE LIMITED NO:2908, TEMPLE ROAD, VV MOHALLA, MYSURU. | [7 empty] | 1 | 400 | 400 | [8 empty] | 1 |  | DG | 1 | 250 | 250 | CONSUMER | MYS S
148 | MHT-83 | CHAMUNDI TEXTILES (SILK MILL) NO:66, A-1, HOOTAGALLI INDUSTRIAL AREA, HEBBAL, MYSURU. | [7 empty] | 1 | 500 | 500 | [10 empty] | DG | 1 | 250 | 250 | CONSUMER | MYS S
149 | MHT-84 | LAKSHMI SRINIVAS FLOUR MILLS PRIVATE LIMITED, NO:673/1, OLD NO:33/2, 7TH KM, MYSURU HUNSUR ROAD, HINKAL, MYSURU 570017. | [7 empty] | 1 | 950 | 950 | [14 empty] | CONSUMER | MYS S
150 | MHT-85 | ALCOATS, PLOT NO:242, HEBBAL INDUSTRIAL AREA, MYSURU | [7 empty] | 1 | 500 | 500 | [14 empty] | CONSUMER | MYS S
151 | MHT-86 | AM-TECH PACKS LIMITED, PLOT NO:34B, 35A,B,C&D, HOOTAGALLI INDUSTRIAL AREA, MYSURU 570018. | [7 empty] | 1 | 500 | 500 | [10 empty] | DG | 1 | 320 | 320 | CONSUMER | MYS S
152 | [22 empty] | DG | 1 | 180 | 180 | CONSUMER | MYS S
153 | MHT-87 | JAYPEE TRADING COMPANY PRIVATE LIMITED, NO:85A, HOOTAGALLI INDUSTRIAL AREA, MYSURU 570016. | [7 empty] | 1 | 500 | 500 | [14 empty] | CONSUMER | MYS S
154 | MHT-88 | THE EXECUTIVE ENGINEER, UNIVERSITY ENGINERING DIVISION, OPP:FIRE BRIGADE, SARASWATHIPURAM, MYSURU @ INTERNATIONAL HOSTEL BUILDING, MYSURU. | [7 empty] | 1 | 400 | 400 | [10 empty] | DG | 1 | 125 | 125 | CONSUMER | MYS S
155 | MHT-89 | SPECTRA PIPES PRIVATE LIMITED, NO:68-M, HOOTAGALLI INDUSTRIAL AREA, MYSURU 570018. | [7 empty] | 1 | 500 | 500 | [10 empty] | DG | 1 | 320 | 320 | CONSUMER | MYS S
156 | [22 empty] | DG | 1 | 180 | 180 | CONSUMER | MYS S
157 | MHT-90 | SUNDEEP INDUSTRIES, PLOT NO:77, IJKL, HOOTAGALLI INDUSTRIAL AREA, HOOTAGALLI, MYSURU. | [7 empty] | 1 | 500 | 500 | [14 empty] | CONSUMER | MYS S
158 | MHT-91 | M/S BANTWAL SULOCHANA MADHAVA SHENOI TRUST, M/S KAMAKSHI HOSPITAL, SS PURAM K NAGAR MYSORE | [7 empty] | 1 | 250 | 250 | [6 empty] | 1 |  | 3 |  | DG | 1 | 250 | 250 | CONSUMER | MYS S
159 | [22 empty] | DG | 1 | 125 | 125 | CONSUMER | MYS S
160 | MHT-92 | BODDHISATHVA TRUST (NALANDA INTERNATIONAL INSTITUTE), LTL MONASTRY, BYLKUPPE, PERIYAPATNA TALUK, MYSURU DISTRICT. | [7 empty] | 1 | 500 | 500 | [10 empty] | DG | 1 | 63 | 63 | CONSUMER | MYS S
161 | MHT-93 | THE DIVISIONAL CONTROLLER, KUVEMPUNAGAR BUS STAND, MYSURU, | [7 empty] | 1 | 2X250 | 500 | [8 empty] | 1 | [5 empty] | CONSUMER | MYS S
162 | MHT-94 | SEN ENGINEERING INDUSTRIES, NO:271A, HEBBAL INDUSTRIAL AREA, BELAVADI POST, MYSURU 570018. | [7 empty] | 1 | 400 | 400 | [10 empty] | DG | 1 | 125 | 125 | CONSUMER | MYS S
163 | MHT-95 | HI TECH ENGINEERING INDUSTRIES, NO:275-D, KIADB HEBBAL INDUSTRIAL AREA, MYSURU | [7 empty] | 1 | 400 | 400 | [10 empty] | DG | 1 | 63 | 63 | CONSUMER | MYS S
164 | MHT-96 | M.T.RANGARAJ, TOOL TECH (SPECTRUM TOOL ENGINEERS PVT LTD.,), PLOT NO:70 & 71, HEBBAL INDUSTRIAL AREA, MYSURU 570016. | [7 empty] | 1 | 500 | 500 | [10 empty] | DG | 1 | 200 | 200 | CONSUMER | MYS S
165 | MHT-97 | TRC ENGINEERING PRIVATE LIMITED, PLOT NO:66-PART, & 67D, HOOTAGALLI INDUSTRIAL AREA, MYSURU 570018. | [7 empty] | 1 | 500 | 500 | [10 empty] | DG | 1 | 100 | 100 | CONSUMER | MYS S
166 | MHT-98 | SHAHI EXPORTS PRIVATE LIMITED, PLOT NO:28/P1, KOORGALLI INDUSTRIAL AREA, PHASE-3, KOORGALLI VILLAGE, YELWAL HOBLI, MYSURU TALUK & DISTRICT. | [7 empty] | 1 | 750 | 750 | [10 empty] | DG | 1 | 380 | 380 | CONSUMER | MYS S
167 | [22 empty] | DG | 1 | 200 | 200 | CONSUMER | MYS S
168 | MHT-99 | ALCOATS, PLOT NO:38P-1-A, 3RD PHASE, KIADB INDUSTRIAL AREA, MYSURU 570018. | [7 empty] | 1 | 750 | 750 | [10 empty] | DG | 1 | 500 | 500 | CONSUMER | MYS S
169 | MHT-100 | VINYAS INNOVATIVE TECHNOLOGIES PRIVATE LIMITED, KOORGALLI INDUSTRIAL AREA, MYSURU. | [7 empty] | 1 | 750 | 750 | [8 empty] | 1 |  | DG | 1 | 250 | 250 | CONSUMER | MYS S
170 | [22 empty] | DG | 1 | 250 | 250 | CONSUMER | MYS S
171 | MHT-101 | SMT.ANITHA MAHESH, SARA CONVENTION HALL, DATTAGALLI, MYSURU. | [7 empty] | 1 | 500 | 500 | [14 empty] | CONSUMER | MYS S
172 | MHT-102 | SPECTRA POLYMERS, HOOTAGALLI INDUSTRIAL AREA, MYSURU 18. | [7 empty] | 1 | 500 | 500 | [10 empty] | DG | 1 | 400 | 400 | CONSUMER | MYS S
173 | MHT-103 | MANJUNATH.B.HOTEL LEE RUCHI, NO:986/624, HUNSUR ROAD, HINKAL, MYSURU. | [7 empty] | 1 | 500 | 500 | [8 empty] | 3 |  | DG | 1 | 320 | 320 | CONSUMER | MYS S
174 | [22 empty] | DG | 1 | 125 | 125 | CONSUMER | MYS S
175 | MHT-104 | MANGALORE GANESH BEEDIES, HEBBAL INDUSTRIAL AREA, MYSURU. | [7 empty] | 1 | 500 | 500 | [14 empty] | CONSUMER | MYS S
176 | MHT-105 | THE DIRECTOR (OPERATIONS & TECHNOLOGY) KLUEBER LUBRICATION PVT. LTD., 347/A, HEBBAL INDUSTRIAL AREA, MYSURU | [7 empty] | 1 | 1000 | 1000 | [8 empty] | 2 |  | DG | 1 | 500 | 500 | CONSUMER | MYS S
177 | [22 empty] | DG | 1 | 180 | 180 | CONSUMER | MYS S
178 | MHT-106 | RANE MADRAS LIMITED, UNIT-II, PLOT NO:79/84, HOOTAGALLI INDUSTRIAL AREA, MYSURU 570018. | [7 empty] | 1 | 1000 | 1000 | [10 empty] | DG | 1 | 500 | 500 | CONSUMER | MYS S
179 | MHT-107 | THE REGISTRAR, KARNATAKA STATE OPEN UNIVERSITY, MUKTHA GANGOTHRI, MYSURU | [7 empty] | 1 | 500 & 250 | 750 | [8 empty] | 3 | [5 empty] | CONSUMER | MYS S
180 | [26 empty] | CONSUMER | MYS S
181 | MHT-108 | PATTABHI ENTERPRISES, PLOT NO:70, 71, HOOTAGALLI INDUSTRIAL AREA, MYSURU. | [7 empty] | 1 | 1000 | 1000 | [14 empty] | CONSUMER | MYS S
182 | MHT-109 | BHARATI AIRTEL LIMITED, PLOT NO:61, BELAWADI, HOOTAGALLI INDUSTRIAL AREA, MYSURU | [7 empty] | 1 | 2X1000 | 2000 | [10 empty] | DG | 1 | 320 | 320 | CONSUMER | MYS S
183 | [22 empty] | DG | 1 | 320 | 320 | CONSUMER | MYS S
184 | MHT-110 | THE SECRETARY, BGS ACADEMY FOR NURSING SCIENCES, APOLLO BGS HOSPITAL, ADHICHUNCHANAGIRI ROAD, KUVEMPUNAGAR, MYSURU | [7 empty] | 1 | 500 | 500 | [14 empty] | CONSUMER | MYS S
185 | MHT-111 | SRI PATEL RUDRAPPA MEMORIAL TRUST, CA-1, CA-2, A-1 BLOCK, VIJAYNAGAR 3RD STAGE, MYSURU. | [7 empty] | 1 | 500 | 500 | [14 empty] | CONSUMER | MYS S
186 | MHT-112 | MAHASHAKTHI CHEMICALS & FERTILIZERS PRIVATE LIMITED, PLOT NO:17, KOORGALLI INDUSTRIAL AREA, BELWADI POST, MYSURU | [7 empty] | 1 | 500 | 500 | [10 empty] | DG | 1 | 250 | 250 | CONSUMER | MYS S
187 | MHT-113 | M/S MGM POOJA BUIDTECH PVT LTD, PLOT NO: 14 & 15, BELAGOLA INDUSTRILA AREA, METAGALLI POST, MYSURU-16 | [7 empty] | 1 | 3000 | 3000 | [14 empty] | CONSUMER | MYS S
188 | MHT-114 | SRI SAI VISHWAS PACKAGING UNIT-2, PLOT NO:39-P1, KIADB, KOORGALLI INDUSTRIAL AREA, MYSURU -570018. | [7 empty] | 1 | 500 | 500 | [14 empty] | CONSUMER | MYS S
189 | MHT-115 | ALL INDIA INSTITUTE OF SPEECH & HEARING, MANASAGANGATHRI, MYSURU | [18 empty] | 12 | [5 empty] | CONSUMER | MYS S
190 | MHT-116 | UNIPOWER TRANSMISSION PVT LTD, NO:33, BELAVADI INDUSTRIAL AREA, HUNSUR ROAD, MYSURU | [7 empty] | 1 | 500 | 500 | [14 empty] | CONSUMER | MYS S
191 | MHT-117 | M/S NIRMALA MAHADEV, NO: 508, VISHWAMANAVA DOUBLE ROAD, KUVEMPUNAGAR, MYSORE-23 | [7 empty] | 1 | 500 | 500 | [8 empty] | 1 | [5 empty] | CONSUMER | MYS S
192 | MHT-118 | SRI M.J RAMESH, NO: 299/D, HEBBAL INDUSTRIAL AREA, HEBBAL RING ROAD, MYSURU. | [7 empty] | 1 | 500 | 500 | [10 empty] | DG | 1 | 320 | 320 | CONSUMER | MYS S
193 | MHT-119 | SMT SOWMYA, M/S GOWRI FOOD & BEVERAGES, SY NO: 29/1, BOGADI VILLAGE, MYSORE | [7 empty] | 1 | 500 | 500 | [10 empty] | DG | 1 | 250 | 250 | CONSUMER | MYS S
194 | MHT-120 | M/S BEST CORRUGATORS, # 131/A, BELAGOLA INDUSTRIAL AREA, METAGALLI, MYSURU | [7 empty] | 1 | 500 | 500 | [10 empty] | DG | 1 | 200 | 200 | CONSUMER | MYS S
195 | MHT-121 | THE MANAGING DIRECTOR, MYSURU DISTRICT CO-OPERATIVE MILK PRODUCER’S SOCIETIES UNION LTD., HUNSUR CHILLING CENTRE, HUNSUR TQ, MYSURU DT. | [7 empty] | 1 | 500 | 500 | [10 empty] | DG | 1 | 320 | 320 | CONSUMER | MYS S
196 | MHT-122 | M/S ZIGMA MODULAR SYSTEM PVT LTD., # 18 & 15, KOORGHALLI INDUSTRIAL AREA, YELAWALA HOBLI, MYSURU. | [7 empty] | 1 | 400 | 400 | [14 empty] | CONSUMER | MYS S
197 | MHT-123 | M/S M PRO CONCREATES PVT LTD., NO 267A, HEBBAL INDUSTRIAL AREA, MYSURU. | [7 empty] | 1 | 500 | 500 | [14 empty] | CONSUMER | MYS S
198 | MHT-124 | M/S RAJKAMAL POLYMERS (P) LTD, NO 128, BELAGOLA INDUSTRIAL AREA, METAGALLI, MYSURU. | [7 empty] | 1 | 750 | 750 | [14 empty] | CONSUMER | MYS S
199 | MHT-125 | SRI V D KEERTHAN S/O V T DINESHA, M/S SRI LAXMI VENKATESHWARA STONE CRUSHER, HASUVINA KAVAL VILLAGE, PERIYAPATNA TALUK,MYSURU DISTRICT. | [7 empty] | 1 | 975 | 975 | [14 empty] | CONSUMER | MYS S
200 | MHT-126 | M/S ASSISTANT EXECUTIVE ENGINEER, MINOR-IRRIGATION SUB DIVISION, MYSURU SITE AT HOSARAMAIAHNAHALLI, BILIKERE HOBLI, HUNSUR TALUQ, MYSURU DIST. | [7 empty] | 1 | 750 | 750 | [14 empty] | CONSUMER | MYS S
201 | MHT-127 | M/S SUNANDA ORGANICS, # 445, K.R.S ROAD, METAGALLI POST, MYSURU | [7 empty] | 1 | 500 | 500 | [14 empty] | CONSUMER | MYS S
202 | MHT-128 | M/S DONTHI ELECTRODES PVT LTD, NO:70Z-1, HOOTAGALLI INDUSTRIAL AREA, MYSURU | [7 empty] | 1 | 630 | 630 | [14 empty] | CONSUMER | MYS S
203 | MSB-1 | THE SECRETARY, SANKALP CENTRAL PARK APARTMENT OWNERS WELFARE ASSOCIATION, YADAVAGIRI, MYSURU. | [12 empty] | 1 | 6 |  |  |  |  | 13 |  | DG | 1 | 380 | 380 | CONSUMER | MYS S
204 | [22 empty] | DG | 1 | 380 | 380 | CONSUMER | MYS S
205 | MSB-2 | TRENDZ, NO:51, BHOGADI-GADDIGE MAIN ROAD, OPP:ROOPANAGAR BUS STAND, MYSURU. | [12 empty] | 1 | 3 |  |  |  |  | 6 |  | DG | 1 | 82.5 | 82.5 | CONSUMER | MYS S
206 | MSB-3 | M/S BRIGADE ENTERPRISES LTD, BRIGADE SYMPHONY, SY NO:16,1 7/1, 18, 36/2, 37/1 &2, HEBBAL INDUSTRIALA AREA, METAGALLI, MYSURU | [12 empty] | 1 | 2 |  |  |  |  | 6 |  | DG | 1 | 250 | 250 | CONSUMER | MYS S
207 | [22 empty] | DG | 1 | 250 | 250 | CONSUMER | MYS S
208 | MDG-1 | THE SHAMRAO VITTAL CO-OPERATIVE BANK LIMITED, NO:103, GROUND FLOOR, MYTHRI ARCADE, KANTHRAJ URS ROAD, SARASWATHIPURAM, MYSURU. | [20 empty] | DG | 1 | 30 | 30 | CONSUMER | MYS S
209 | MDG-2 | HDFC BANK LIMITED, GROUND FLOOR, NO:50, MYTHRI ARCADE, KANTHRAJ URS ROAD, SARASWATHIPURAM, MYSURU | [20 empty] | DG | 1 | 62.5 | 62.5 | CONSUMER | MYS S
210 | MDG-3 | HDFC BANK LIMITED, FIRST FLOOR, NO:50, MYTHRI ARCADE, KANTHRAJ URS ROAD, SARASWATHIPURAM, MYSURU | [20 empty] | DG | 1 | 50 | 50 | CONSUMER | MYS S
211 | MDG-4 | HINDUJA GLOBAL SOLUTIONS LIMITED, NO:50, 2ND & 3RD FLOORS, MYTHRI ARCADE, KANTHRAJ URS ROAD, SARASWATHIPURAM, MYSURU | [20 empty] | DG | 1 | 500 | 500 | CONSUMER | MYS S
212 | MDG-5 | KAILASH 'D' JEWELLERS, , NO:50, 1ST FLOOR, MYTHRI ARCADE, KANTHRAJ URS ROAD, SARASWATHIPURAM, MYSURU | [20 empty] | DG | 1 | 100 | 100 | CONSUMER | MYS S
213 | MDG-6 | THE DEPUTY DIRECTOR, RANGAYANA, KALAMANDIRA COMPLEX, VINOBHA ROAD, MYSURU 570005. | [20 empty] | DG | 1 | 63 | 63 | CONSUMER | MYS S
214 | MUSSM-1 | METAGALLI KRS ROAD, MYSORE. | [5 empty] | 66 | 1 | [17 empty] | KPTCL | MYS S
215 | MUSSM-2 | KHB COLONY, HOOTAGALLI, MYSORE. | [5 empty] | 66 | 1 | [17 empty] | KPTCL | MYS S
216 | MUSSM-3 | VIJAYANAGAR, MYSORE. | [5 empty] | 66 | 1 | [17 empty] | KPTCL | MYS S
217 | MUSSM-4 | HEBBAL, MYSORE. | [5 empty] | 66 | 1 | [17 empty] | KPTCL | MYS S
218 | MUSSM-5 | RAMAKRISHNA NAGAR, MYSORE | [5 empty] | 66 | 1 | [17 empty] | KPTCL | MYS S
219 | MUSSM-6 | BHOGADI, MYSORE | [5 empty] | 66 | 1 | [17 empty] | KPTCL | MYS S
220 | MUSSM-7 | DATTAGALLI, MYSORE | [5 empty] | 66 | 1 | [17 empty] | KPTCL | MYS S
221 | MUSSM-8 | YELWALA, MYSORE. | [5 empty] | 66 | 1 | [17 empty] | KPTCL | MYS S
222 | MUSSM-9 | JAYAPURA, MYSORE TQ. | [5 empty] | 66 | 1 | [17 empty] | KPTCL | MYS S
223 | MUSSM-10 | HAMPAPURA, H D KOTE TQ,, MYSORE DISTRICT | [5 empty] | 66 | 1 | [17 empty] | KPTCL | MYS S
224 | MUSSM-11 | DODDAMANAGOWDARA HALLY, MYSORE TALUK & DISTRICT | [5 empty] | 66 | 1 | [17 empty] | KPTCL | MYS S
225 | MUSSM-12 | BILIKERE, HUNSUR TQ, MYSORE DISTRICT. | [5 empty] | 66 | 1 | [17 empty] | KPTCL | MYS S
226 | MUSSM-13 | HUNSUR MUSS, HUNSUR TOWN | [5 empty] | 66 | 1 | [17 empty] | KPTCL | MYS S
227 | MUSSM-14 | HANAGODU MUSS, HUNSUR TALUK, MYSORE DISTRICT | [5 empty] | 66 | 1 | [17 empty] | KPTCL | MYS S
228 | MUSSM-15 | GAJJAIAHANA VADDARAGUDI, HUNSUR TALUK | [5 empty] | 66 | 1 | [17 empty] | KPTCL | MYS S
229 | MUSSM-16 | PERIYAPATNA MUSS, PERIYAPATNA TOWN | [5 empty] | 66 | 1 | [17 empty] | KPTCL | MYS S
230 | MUSSM-17 | BYLAKUPPE MUSS, PERIYAPATNA TALUK | [5 empty] | 66 | 1 | [17 empty] | KPTCL | MYS S
231 | MUSSM-18 | RAVANDOOR MUSS, PERIYAPATNA TALUK, MYSORE DISTRICT. | [5 empty] | 66 | 1 | [17 empty] | KPTCL | MYS S
232 | MUSSM-19 | K R NAGAR MUSS, KR NAGAR TOWN, MYSORE DISTRICT | [5 empty] | 66 | 1 | [17 empty] | KPTCL | MYS S
233 | MUSSM-20 | SALIGRAMA MUSS, SALIGRAMA, K R NAGAR TQ. | [5 empty] | 66 | 1 | [17 empty] | KPTCL | MYS S
234 | MUSSM-21 | MIRLE MUSS, K R NAGAR TQ | [5 empty] | 66 | 1 | [17 empty] | KPTCL | MYS S
235 | MUSSM-22 | CHUNCHUNKATTE, K R NAGR TQ. | [5 empty] | 66 | 1 | [17 empty] | KPTCL | MYS S
236 | MUSSM-23 | BHERRYA, K R NAGAR TQ | [5 empty] | 66 | 1 | [17 empty] | KPTCL | MYS S
237 | MUSSM-24 | HARADANA HALLI, K R NAGAR TQ | [5 empty] | 66 | 1 | [17 empty] | KPTCL | MYS S
238 | MUSSM-25 | SANTHE SARAGUR, H D KOTE TALUK | [5 empty] | 66 | 1 | [17 empty] | KPTCL | MYS S
239 | MUSSM-26 | H D KOTE TOWN, H D KOTE, MYSORE DISTRICT. | [5 empty] | 66 | 1 | [17 empty] | KPTCL | MYS S
240 | MUSSM-27 | BETTADAPURA PERIYAPATTNA TQ | [5 empty] | 66 | 1 | [17 empty] | KPTCL | MYS S
241 | MUSSM-28 | HOSUR GATE HUNSUR | [5 empty] | 66 | 1 | [17 empty] | KPTCL | MYS S
242 | MUSSM-29 | GAVADAGERE MUSS | [5 empty] | 66 | 1 | [17 empty] | KPTCL | MYS S
243 | MUSSM-30 | B.MATAKERE MUSS, B.MATAKERE, H.D.KOTE TALUK, MYSURU DISTRICT | [5 empty] | 66 | 1 | [17 empty] | KPTCL | MYS S
244 | MUSSM-31 | ANTHARASANTHE MUSS, ANTHARASANTHE, H.D.KOTE TALUK, MYSURU DISTRICT | [5 empty] | 66 | 1 | [17 empty] | KPTCL | MYS S
245 | MUSSM-32 | DOORA VILLAGE , MYSURU TALUQ) | [5 empty] | 66 | 1 | [17 empty] | KPTCL | MYS S
246 | MUSSM-33 | HEBBAL INDUSTRIAL AREA MYSORE. | [5 empty] | 66 | 1 | [17 empty] | KPTCL | MYS S
247 | SPT-1 | M/S MAHADESHWARA CHITRAMANDIRA, HEBBAL, MYSURU | [14 empty] | SPT | 1 | [8 empty] | CONSUMER | MYS S
248 | SPT-2 | SUJATHA CHIRTAMANDIRA, KUMBARAKOPPAL, MYSURU | [14 empty] | SPT | 1 | [8 empty] | CONSUMER | MYS S
249 | SPT-3 | MARUTHI CHITRAMANDIRA, T.K LAYOUT, MYSURU | [14 empty] | SPT | 1 | [8 empty] | CONSUMER | MYS S
250 | SPT-4 | SHANKAR CHITRAMANDIRA, SARGUR, H.D KOTE TQ, MYSURU DT. | [14 empty] | SPT | 1 | [8 empty] | CONSUMER | MYS S
251 | CHT-1 | VELAN TEXTILES, (NH-209) SATTHI MAIN ROAD, ANKANASHETTY PURA, CHAMARAJANAGAR DISTRICT. | [7 empty] | 1 | 630 | 630 | [10 empty] | DG | 1 | 380 | 380 | CONSUMER | CHN
252 | CHT-2 | APEX CRUSHERS SY.NO:200 & 203, HIREKATI VILLAGE, BEGUR HOBLI, GUNDLUPET TALUK, CHAMARAJANAGAR DISTRICT. | [7 empty] | 1 | 750 | 750 | [14 empty] | CONSUMER | CHN
253 | CHT-3 | KUM INTERNATIONALS, SY.NO:439/2, 9TH KM, MYSURU ROAD, BADANAGUPPE VILLAGE, CHAMARAJAGANAR-571313 | [7 empty] | 1 | 1250 | 1250 | [10 empty] | DG | 1 | 625 | 625 | CONSUMER | CHN
254 | CHT-4 | SVG GRANITES PRIVATE LIMITED, SY.NO:30/1, HONNAHALLI VILLAGE, HARADANAHALLI HOBLI, CHAMARAJANAGAR TALUK & DISTRICT. | [7 empty] | 1 | 800 | 800 | [10 empty] | DG | 1 | 500 | 500 | CONSUMER | CHN
255 | CHT-5 | THE CHIEF OFFICER, TOWN MUNCIPALITY, CHAMARAJANAGAR @ MANGALA WATER WORKS | [7 empty] | 1 | 3X250 | 750 | [14 empty] | CONSUMER | CHN
256 | CHT-6 | SRI AMEER KHAN, M/S HI-TECH INDUSTRY, SY.NO:42, MADRAHALLI, VEERANAPURA POST, GUNDLUPET, CHAMRAJANAGAR DISTRICT. | [7 empty] | 1 | 500 | 500 | [14 empty] | CONSUMER | CHN
257 | CHT-7 | THE DISTRICT SURGEON, GOVERNMENT HOSPITAL, CHAMARAJANAGAR TOWN & DISTRICT. | [7 empty] | 1 | 400 | 400 | [6 empty] | 1 |  | 2 |  | DG | 1 | 100 | 100 | CONSUMER | CHN
258 | [22 empty] | DG | 1 | 62.5 | 62.5 | CONSUMER | CHN
259 | CHT-8 | KARNATAKA WILDLIFE RESORTS LIMITED (SERAI RESORTS), SY.NO:19/1, 20, 21, KALYANPURA VILLAGE, MANGALA POST, BANDIPURA, GUNDLUPET TAULK, CHAMARANAGAR DISTRICT. | [7 empty] | 1 | 250 | 250 | [10 empty] | DG | 1 | 250 | 250 | CONSUMER | CHN
260 | [22 empty] | DG | 1 | 180 | 180 | CONSUMER | CHN
261 | [22 empty] | DG | 1 | 62.5 | 62.5 | CONSUMER | CHN
262 | CHT-9 | THE EXECUTIVE SECRETORY JSS HOSPITAL DOUBLE ROAD CHAMRAJNAGAR | [7 empty] | 1 | 500 | [9 empty] | 1 | [5 empty] | CONSUMER | CHN
263 | CHT-10 | THE EXECUTIVE OFFICER, M.M.HILLS, KOLLEGAL TALUK, CHAMARAJANAGAR DISTRICT. | [7 empty] | 1 | 2X315 | 630 | [14 empty] | CONSUMER | CHN
264 | CHT-11 | THE PRINCIPAL, GOVERNMENT ENGINEERING COLLEGE, CHAMARAJANAGAR, CHAMARAJANAGAR DISTRICT. | [7 empty] | 1 | 500 | 500 | [14 empty] | CONSUMER | CHN
265 | CHT-12 | Sri.H.M.SHANTHAPPA s/o MUDDAPPA, M/S SRIKANTESHWARA STONE CRUSHERS, HIREKATI VILLAGE, BEGUR HOBLI, GUNDLUPET TALUK, CHAMRAJANAGAR DISTRICT. | [7 empty] | 1 | 500 | 500 | [14 empty] | CONSUMER | CHN
266 | CHT-13 | THE DIRECTOR, M/s ARISHINA LIFE SCIENCE PVT LTD., LAKKURU VILLAGE, TERAKANAMBI HOBLI, GUNDLUPET TALUK, CHAMARAJANAGAR DISTRICT. | [7 empty] | 1 | 400 | 400 | [14 empty] | CONSUMER | CHN
267 | CHT-14 | SRI. R. UMESH S/O RANGEGOWDA, MUKADAHALLI VLLAGE, HARVE HOBLI, CHAMARAJANAR DISTRICT. | [7 empty] | 1 | 750 | 750 | [14 empty] | CONSUMER | CHN
268 | CHT-15 | SRI. SARVESH KHAITAN, S/O SP KHAITHAN, M/S SARVESH KHAITHAN ALFA ESTATE, KEMPANAPURA VILLAGE, SANTHEMARAHALLI, CHAMARAJANAGAR TALUK AND DISTRICT. | [7 empty] | 1 | 500 | 500 | [10 empty] | DG | 1 | 250 | 250 | CONSUMER | CHN
269 | CHT-16 | M/s SRI BALAJI BLUE SAND INDUSTRIES, SY. NO. 267/4 & 268/1, HIRIKATI VILLAGE, BEGUR HOBLI, GUNDLUPET TALUK, CHAMARAJANAGAR DISTRICT. | [7 empty] | 1 | 900 | 900 | [14 empty] | CONSUMER | CHN
270 | CHT-17 | SRI T.P NAGARAJU S/O PARAMESHWARAPPA, M/S PARAMDEV STONE CRUSHER, SY.NO 342/1, KOTHALAVADI VILLAGE, CHAMARAJANAGARA TQ/DT. | [7 empty] | 1 | 500 | 500 | [14 empty] | CONSUMER | CHN
271 | CHT-18 | SRI G.N NANJUNDASWAMY, DIVYASHREE HOUSE, DFO OFFICE ROAD, KOLLEGALA, CHAMARAJANAGARA DT. SITE AT NALANDA FORMS, SY NO 712/3, 712/4, KUNAGAHALLI VILLAGE, KOLLEGALA TQ | [20 empty] | Solar | 1 | 495 | 495 | CONSUMER | CHN
272 | [22 empty] | DG | 1 | 30 | 30 | CONSUMER | CHN
273 | CHT-19 | SRI ANANTHA KUMAR, S/O VENKATARAMAIAH, M/S B.G GRANITES, SY NO: 430/3, MYSURU ROAD, BADANAGUPPE VILLAGE, CHAMARAJANAGARA. | [7 empty] | 1 | 750 | 750 | [10 empty] | DG | 1 | 125 | 125 | CONSUMER | CHN
274 | MUSSC-1 | Doddarayapet, Chamarajnagar Tq | [5 empty] | 66 | 1 | [17 empty] | KPTCL | CHN
275 | MUSSC-2 | Harave, Chamarajnagar Tq | [5 empty] | 66 | 1 | [17 empty] | KPTCL | CHN
276 | MUSSC-3 | Pannyada Hundi, Chamrajnagar Tq. | [5 empty] | 66 | 1 | [17 empty] | KPTCL | CHN
277 | MUSSC-4 | Honnahally, Chamarajnagar Tq | [5 empty] | 66 | 1 | [17 empty] | KPTCL | CHN
278 | MUSSC-5 | Bommalapura, Gundlupete Tq | [5 empty] | 66 | 1 | [17 empty] | KPTCL | CHN
279 | MUSSC-6 | Gundlupete Town, Gundlupete | [5 empty] | 66 | 1 | [17 empty] | KPTCL | CHN
280 | MUSSC-7 | Begur, Gundlupete Tq | [5 empty] | 66 | 1 | [17 empty] | KPTCL | CHN
281 | MUSSC-8 | Marthahally, Kollegal Tq | [5 empty] | 66 | 1 | [17 empty] | KPTCL | CHN
282 | MUSSC-9 | Hangala, Gundlupete Tq. | [5 empty] | 66 | 1 | [17 empty] | KPTCL | CHN
283 | MUSSC-10 | P.G Palya, Kollegal Tq | [5 empty] | 66 | 1 | [17 empty] | KPTCL | CHN
284 | MUSSC-11 | Yalandur Town, Yalandur Tq | [5 empty] | 66 | 1 | [17 empty] | KPTCL | CHN
285 | MUSSC-12 | Santhe Marahalli, Chamarajnagar Tq | [5 empty] | 66 | 1 | [17 empty] | KPTCL | CHN
286 | MUSSC-13 | Cowdalli, Kollegal Tq | [5 empty] | 66 | 1 | [17 empty] | KPTCL | CHN
287 | MUSSC-14 | Sathegala, Kollegal Tq | [5 empty] | 66 | 1 | [17 empty] | KPTCL | CHN
288 | MUSSC-15 | Kollegala Town, Kollegal | [5 empty] | 66 | 1 | [17 empty] | KPTCL | CHN
289 | MUSSC-16 | Hanur, Kollegal Tq | [5 empty] | 66 | 1 | [17 empty] | KPTCL | CHN
290 | MUSSC-17 | Doddindavadi, Kollegal Tq | [5 empty] | 66 | 1 | [17 empty] | KPTCL | CHN
291 | MUSSC-18 | Ramapura, Kollegal Tq | [5 empty] | 66 | 1 | [17 empty] | KPTCL | CHN
292 | MUSSC-19 | Attagulipura, Chamrajnagar Tq. | [5 empty] | 66 | 1 | [17 empty] | KPTCL | CHN
293 | MUSSC-20 | Terakanambi, Gundlupet | [5 empty] | 66 | 1 | [17 empty] | KPTCL | CHN
294 | MUSSC-21 | Chandakavadi | [5 empty] | 66 | 1 | [17 empty] | KPTCL | CHN
295 | MUSSC-22 | Kabballi MUSS | [5 empty] | 66 | 1 | [17 empty] | KPTCL | CHN
296 | MUSSC-23 | Kunthur MUSS | [5 empty] | 66 | 1 | [17 empty] | KPTCL | CHN
297 | MUSSC-24 | Bandahalli MUSS, Kollegala Taluk, Chamarajanagar District. | [5 empty] | 66 | 1 | [17 empty] | KPTCL | CHN
[5 empty] | 0 | 0 | 0 |  | 57 | 145 |  | 112255 | 0 | 0 | 3 | 11 | 0 | 4 | 3 | 0 | 73 | 0 | 0 | 178 |  | 54243.5

## DEI_MYS S
LIST OF ELECTRICAL INSTALLATIONS AS ON 31-03-2017 UNDER THE PERVIEW OF DEI & AEI MYSURU SOUTH
SL. NO | FILE NO | NAME & POSTAL ADDRESS OF THE INSTALLATION | GENERATING STATIONS |  |  |  |  | MUSS |  | HT / EHT |  |  | HT MSB |  | LT MSB |  | MULTIPLEX CINEMA/PT/SPT/TT |  | X-RAY IN NOS | NEON SIGNS IN NOS | LIFTS/ ESCALATOR/ PASSENGER CONVEYORS |  | GENERATOR SETS |  |  |  | REMARKS | PI POWERS AS PER DOP
|  |  | KPCL / PRIVATE | TYPE(HYDEL/ THERMAL/WTG/ CO GEN/ BIO MASS/ Solar/Others ) | Nos | CAPACITY IN KVA | TOTAL | 400kV/220kV/110kV/66kV/33kV/PS | No | HT / EHT | CAPACITY IN KVA | TOTAL | NO. OF FIRMS | NO. OF BLOCKS | NO. OF FIRMS | NO. OF BLOCKS | MP/PT/SPT/TT/VIDEO | NO OF SCREENS |  |  | LIFT NOS | ESCALATORS NOS | DG/TG/SOLAR | Nos | CAPACITY IN KVA | TOTAL | KPCL/KPTCL/PRIVATE/CONSUMER | ACEI/DCEI/EI/DEI/AEI
1 | HTS-1 | M/S CICADA WILDRENESS RESORTS PVT LTD, N.BELTHURU POST, KARAPURA, H.D.KOTE TALUQ | [7 empty] | 1 | 250 | 250 | [10 empty] | DG | 1 | 180 | 180 | CONSUMER | DEIS
2 | [22 empty] | DG | 1 | 100 | 100 | CONSUMER | DEIS
3 | HTS-2 | THE EXECUTIVE ENGINEER, PWD & MINOR IRRIGATION , KABINI COLONY, H.D.KOTE TALUQ. | [7 empty] | 1 | 100 & 200 | 300 | [10 empty] | DG | 1 | 60 | 60 | CONSUMER | DEIS
4 | [22 empty] | DG | 1 | 60 | 60 | CONSUMER | DEIS
5 | HTS-3 | THE AEE, MINOR IRRIGATION DEPARTMENT, TARAKA DAM,TARAKA, H.D.KOTE TALUQ. | [7 empty] | 1 | 250 | 250 | [14 empty] | CONSUMER | DEIS
6 | HTS-4 | THE MEDICAL OFFICER, GOVT HOSPITAL, H.D.KOTE TOWN, H.D.KOTE TALUQ. | [7 empty] | 1 | 100 | 100 | [6 empty] | 1 |  |  |  | DG | 1 | 15 | 15 | CONSUMER | DEIS
7 | HTS-5 | M/S SUBHAS KABINI POWER CORPORATION LTD, KABINI RESERVIOR, KABINI COLONY, BEECHANAHALLY, H.D.KOTE TALUQ. | [7 empty] | 1 | 63 | 63 | [14 empty] | CONSUMER | DEIS
8 | HTS-6 | THE MANAGING DIRECTOR, M/S JUNGLE RESORTS & LODGES PVT LTD, N.BELTHURU POST, KARAPURA, H.D.KOTE TALUQ. | [7 empty] | 1 | 100 | 100 | [10 empty] | DG | 1 | 125 | 125 | CONSUMER | DEIS
9 | [22 empty] | DG | 1 | 125 | 125 | CONSUMER | DEIS
10 | HTS-7 | THE PRESIDENT SWAMY VEVEKANANDA YOUTH MOVEMENT HOSPITAL, SARGUR, H.D.KOTE TALUQ. | [7 empty] | 1 | 250 | 250 | [6 empty] | 1 |  |  |  | DG | 1 | 75 | 75 | CONSUMER | DEIS
11 | [22 empty] | DG | 1 | 35 | 35 | CONSUMER | DEIS
12 | HTS-8 | M/S THE CHIEF EXECUTIVE OFFICER, TOWN PANCHAYAT, H D KOTE TOWN , WATRE SUPPLY HT AT BOPPANAHLLI, H D KOTE TALUQ | [7 empty] | 1 | 100 | 100 | [6 empty] | 1 | [7 empty] | CONSUMER | DEIS
13 | HTS-9 | THE EXECUTIVE ENGINEER , MINOR IRRIGATION DIVISION, PWD OFFICE BUILDING , VINOBHA ROAD, MYSORE -5, (BEERAMBALLI WATER WORKS). HD KOTE TALUQ. | [7 empty] | 1 | 160 | 160 | [8 empty] | 2 | [5 empty] | CONSUMER | DEIS
14 | HTS-10 | M/S BHARAT CANCER HOSPITAL, OUTER RING ROAD, HEBBAL MYOSRE-17 | [7 empty] | 1 | 315 | 315 | [6 empty] | 1 |  |  |  | DG | 1 | 125 | 125 | CONSUMER | DEIS
15 | [22 empty] | DG | 1 | 62.5 | 62.5 | CONSUMER | DEIS
16 | HTS-11 | M/S VEEKAR RUBBER MANUFACTURERES LTD, NO: N-457, HEBBAL I/A, MYSORE-16 | [7 empty] | 1 | 315 | 315 | [14 empty] | CONSUMER | DEIS
17 | HTS-12 | M/S YENNAY RUBBER NO:157B,METAGALLI I/A, MYSORE-16 | [7 empty] | 1 | 315 | 315 | [14 empty] | CONSUMER | DEIS
18 | HTS-13 | M/S MULTI LINK, HEBBAL I/A, NO:309, MYSORE-16 | [7 empty] | 1 | 315 | 315 | [10 empty] | DG | 1 | 125 | 125 | CONSUMER | DEIS
19 | HTS-14 | M/S BT SOLDERS PVT LTD, NO:89, KRS ROAD, METAGALLI MYSORE-16 | [7 empty] | 1 | 315 | 315 | [10 empty] | DG | 1 | 125 | 125 | CONSUMER | DEIS
20 | HTS-15 | M/S FINE CORE CABLES, NO:427P, HEBBAL; I/A MYSORE-16 | [7 empty] | 1 | 250 | 250 | [10 empty] | DG | 1 | 125 | 125 | CONSUMER | DEIS
21 | HTS-16 | M/S PLYMOD, BELAVADI INDUSTRIALA AREA, MYSORE-18 | [7 empty] | 1 | 160 | 160 | [10 empty] | DG | 1 | 125 | 125 | CONSUMER | DEIS
22 | HTS-17 | M/S INDUS TOWERS LTD, NO:295, PART-2, HEBBAL INDUSTRIAL AREA, MYSURU | [7 empty] | 1 | 100 | 100 | [10 empty] | DG | 2 | 82.5 | 165 | CONSUMER | DEIS
23 | HTS-18 | M/S PLASTRONICS NO:428/E2, HEBBAL INDUSTRIALA AREA, MYSORE-16 | [7 empty] | 1 | 315 | 315 | [10 empty] | DG | 1 | 125 | 125 | CONSUMER | DEIS
24 | HTS-19 | M/S FERRO FOUNDARIES PVT LTD, BELAVADI INDUSTRIALA AREA, MYSORE-571130 | [7 empty] | 1 | 315 | 315 | [10 empty] | DG | 2 | 225 | 450 | CONSUMER | DEIS
25 | [22 empty] | DG | 1 | 125 | 125 | CONSUMER | DEIS
26 | HTS-20 | M/S VENKATESHWARA HATCHERICE PVT LTD, NO:299, HEBBAL INDUSTRIAL AREA, MYSORE-16 | [7 empty] | 1 | 250 | 250 | [10 empty] | DG | 1 | 250 | 250 | CONSUMER | DEIS
27 | HTS-21 | M./S VENKATESHWARA PLASTICS PVT LTD, NO:129-130, YADAVAGIRI INDUSTRIAL AREA, MYSORE-20 | [7 empty] | 1 | 250 | 250 | [8 empty] | 1 | [5 empty] | CONSUMER | DEIS
28 | HTS-22 | M/S ROYAL INN KRS ROAD METAGALLI MYSORE-16 | [7 empty] | 1 | 160 | 160 | [10 empty] | DG | 1 | 125 | 125 | CONSUMER | DEIS
29 | HTS-23 | M/S ADVAITH MOTORS LTD, NO:A/1616-A/117, KSSIDC INDUSTRIAL ESTATE , HEBBAL MYSORE-16 | [7 empty] | 1 | 100 | 100 | [8 empty] | 1 |  | DG | 1 | 62.5 | 62.5 | CONSUMER | DEIS
30 | HTS-24 | FIELD MARSHAL K.M.CARIAPPA COMMUNITY HALL, M/S KODAVA SAMAJ, KS THIMMAIAH ROAD, VIJAYANAGAR 1ST STAGE, MYSORE-17 | [7 empty] | 1 | 100 | 100 | [10 empty] | DG | 1 | 40 | 40 | CONSUMER | DEIS
31 | HTS-25 | M/S UNIQUE WIRES PVT LTD, A-72, HEBBAL INDUSTRIAL AREA,METAGALLI, MYSORE-16 | [7 empty] | 1 | 250 | 250 | [10 empty] | DG | 2 | 125 | 250 | CONSUMER | DEIS
32 | HTS-26 | M/S SRI KUVEMPU VIDYAVARDHAKA TRUST, JAYALAXMIPURAM MYSORE-12 | [7 empty] | 1 | 100 | 100 | [8 empty] | 1 | [5 empty] | CONSUMER | DEIS
33 | HTS-27 | M/S SOFT PARADIGM PVT LTD, NO: 407, CONTOUR ROAD, GOKULAM 3RD STAGE, MYSORE-02 | [7 empty] | 1 | 250 | 250 | [10 empty] | DG | 1 | 160 | 160 | CONSUMER | DEIS
34 | [22 empty] | DG | 1 | 62.5 | 62.5 | CONSUMER | DEIS
35 | HTS-28 | M/S GIRI STONES PVT LTD, NO:293B, KIADB INDUSTRIALA AREA, HEBBAL MYSORE-16 | [7 empty] | 1 | 250 | 250 | [10 empty] | DG | 1 | 125 | 125 | CONSUMER | DEIS
36 | HTS-29 | SMT MANORAMA VASU NO:2768-69, TEMPLE ROAD, VV MOHALLA, MYSORE-02 | [7 empty] | 1 | 160 | 160 | [10 empty] | DG | 1 | 82.5 | 82.5 | CONSUMER | DEIS
37 | HTS-30 | M/S ASKARMETRONICS SYSTEMS PVT LTD, NO:50-59, METAGALLI MYSORE-16 | [7 empty] | 1 | 315 | 315 | [14 empty] | CONSUMER | DEIS
38 | HTS-31 | M/S RELIANCE COMMUNICATIONS NO:91/B BELAGOLA INDUSTRIAL AREA,METAGALLI , MYSORE | [7 empty] | 1 | 125 | 125 | [10 empty] | DG | 2 | 140 | 280 | CONSUMER | DEIS
39 | HTS-32 | M/S SANDEEP SHENOI(MANOJKUMAR CHOUTA), NO:2813, 10TH CROSS, KALIDASA ROAD, VV MOHALLA, MYSORE-02 | [7 empty] | 1 | 250 | 250 | [14 empty] | CONSUMER | DEIS
40 | HTS-33 | M/S AUTOMOTIVE AXELS UNIT-2, NO:34-25, HOOTAGALLI INDUSTRIAL AREA, MYSORE-18(AUTOMOTIVE AXCELS UNIT-2) | [7 empty] | 1 | 200 | 200 | [8 empty] | 1 |  | DG | 1 | 180 | 180 | CONSUMER | DEIS
41 | HTS-34 | M/S NJ HOSPITAL, 5TH MAIN, VINAYAKANAGAR, MYSORE-12 | [7 empty] | 1 | 25 | 25 | [10 empty] | DG | 1 | 30 | 30 | CONSUMER | DEIS
42 | HTS-35 | M/S MAHAJANA EDUCATION SOCIETY JAYALAXMIPURAM, MYSORE-12 | [7 empty] | 1 | 100 | 100 | [10 empty] | DG | 1 | 62.5 | 62.5 | CONSUMER | DEIS
43 | [22 empty] | DG | 1 | 30 | 30 | CONSUMER | DEIS
44 | HTS-36 | M/S SRI RANGEGOWADA, NO:280, GENERAL THIAMMAIAH ROAD, VIJAYANAGAR 1ST STAGE, MYSORE-17 | [7 empty] | 1 | 100 | 100 | [14 empty] | CONSUMER | DEIS
45 | HTS-37 | M/S NEW MUSLIM HOSTEL, 1ST MAIN, NERW KANTHARAJAURS ROAD,NEAR FIRE BRIGADE, SARASWATHIPURAM , MYSORE-9 | [7 empty] | 1 | 250 | 250 | [10 empty] | DG | 1 | 62.5 | 62.5 | CONSUMER | DEIS
46 | HTS-38 | M/S SRI B.D DEVARAJ M/S SREEDEVI NURSING HOME, NO:123, RCES COLONY, BOGADI MYSORE-26 | [7 empty] | 1 | 63 | 63 | [6 empty] | 1 |  |  |  | DG | 1 | 15 | 15 | CONSUMER | DEIS
47 | HTS-39 | M/S B N BAHUDHDHUR INSTITUTE OF MANAGEMENT & STUDENT, MANASA GANGOTRI, HUNSUR ROAD, MYSORE-06 | [7 empty] | 1 | 100 | 100 | [10 empty] | DG | 1 | 82.5 | 82.5 | CONSUMER | DEIS
48 | HTS-40 | M/S. LAFARAGE INDIA PVT LTD, READY MIX CONCRETE PLANT -5, NO:43/5, HUYILALU VILLAGE, YELWALA MYSORE TQ(L & T) | [7 empty] | 1 | 200 | 200 | [10 empty] | DG | 1 | 180 | 180 | CONSUMER | DEIS
49 | HTS-41 | M/S. MITHUN HOTEL PVT LTD, NO: 200/2, 200/2, MYSORE HUNSUR ROAD, HINKAL , MYSORE. | [7 empty] | 1 | 160 | 160 | [10 empty] | DG | 1 | 82.5 | 82.5 | CONSUMER | DEIS
50 | HTS-42 | THE COMMISSIONER MYSORE CITY CORPORATION MYSORE HEBBAL KIADB I/A W/S PUMP HOUSE | [7 empty] | 1 | 150 | 150 | [8 empty] | 1 | [5 empty] | CONSUMER | DEIS
51 | HTS-43 | M/S HUTCHSON ESSAR SOUTH LTD, NO:2950, KALIDASA ROAD, VV MOHALLA, MYSORE-02 | [7 empty] | 1 | 160 | 160 | [10 empty] | DG | 1 | 125 | 125 | CONSUMER | DEIS
52 | HTS-44 | SMT KUMARI SUBRAMANYA M/S MS CREDERS, NO:B13, HEBBAL IA/, MYSORE-16 | [7 empty] | 1 | 250 | 250 | [14 empty] | CONSUMER | DEIS
53 | HTS-45 | M/S UGRA PROCESSION ENGG PVT LTD, NO:310, HEBBAL INDUSTRIAL AREA, METAGALLI, PART-1, MYSORE-16 | [7 empty] | 1 | 200 | 200 | [10 empty] | DG | 1 | 180 | 180 | CONSUMER | DEIS
54 | HTS-46 | M/S THE MYSORE WOOD INDUSTRIES, NO:43/6, ALOKA PALACE ROAD, HUYILALU VILLAGE, YELWALA MYSORE | [7 empty] | 1 | 250 | 250 | [10 empty] | DG | 1 | 125 | 125 | CONSUMER | DEIS
55 | HTS-47 | M/S PREM INDUSTRIES, NO:299/A, HEBBAL INDUSTRIAL AREA, MYSORE-16 | [7 empty] | 1 | 250 | 250 | [10 empty] | DG | 1 | 250 | 250 | CONSUMER | DEIS
56 | HTS-48 | M/S HOTAL GRAND MOURYA, NO:33/1, HINKAL HUNSUR ROAD, MYSORE-17 | [7 empty] | 1 | 160 | 160 | [10 empty] | DG | 1 | 125 | 125 | CONSUMER | DEIS
57 | HTS-49 | M/S SOUTHERN GAS LTD, NO:293, HEBBAL INDUSTRIAL AREA, MYSORE-18 | [7 empty] | 1 | 250 | 250 | [10 empty] | DG | 1 | 20 | 20 | CONSUMER | DEIS
58 | HTS-50 | M/S VWF, LTD, NO:429-430, HEBBAL INDUSTRIALA AREA, MYSORE-16 | [7 empty] | 1 | 250 | 250 | [10 empty] | DG | 1 | 75 | 75 | CONSUMER | DEIS
59 | HTS-51 | M/S WIPRO PERIPHERALS LTD, NO:312-313, HEBBAL INDUSTRIAL AREA, MYSORE-16 | [7 empty] | 1 | 315 | 315 | [8 empty] | 1 |  | DG | 1 | 225 | 225 | CONSUMER | DEIS
60 | HTS-52 | THE MAGAER , M/S INSTITUTE OF EDUCATION TRUST, SAHUKAR CHENNAIAH ROAD, SARASWATHIPURAM,MYSURU | [7 empty] | 1 | 250 | 250 | [14 empty] | CONSUMER | DEIS
61 | HTS-53 | M/S CHAMUNDI CURING WORKS, KRS ROAD, METAGALLI MYSORE-16 | [7 empty] | 1 | 250 | 250 | [10 empty] | DG | 2 | 125 | 250 | CONSUMER | DEIS
62 | [22 empty] | DG | 1 | 40 | 40 | CONSUMER | DEIS
63 | HTS-54 | THE COMMISSIONER , MUDA, VALMIKI BHAVAN, VIJAYANAGAR 1ST STAGE, MYSURU | [7 empty] | 1 | 250 | 250 | [14 empty] | CONSUMER | DEIS
64 | HTS-55 | M/S SUPER PLASTICS INDUSTRY LTD, NO:C-93, YADAVAGIRI INDUSTRIAL AREA, MYSORE-20 | [7 empty] | 1 | 160 | 160 | [14 empty] | CONSUMER | DEIS
65 | HTS-56 | M/S VWF, LTD, NO:90, K R S ROAD, METAGALLI INDUSTRIAL AREA, MYSORE-16 | [7 empty] | 1 | 315 | 315 | [10 empty] | DG | 1 | 200 | 200 | CONSUMER | DEIS
66 | [22 empty] | DG | 1 | 125 | 125 | CONSUMER | DEIS
67 | [22 empty] | DG | 1 | 24 | 24 | CONSUMER | DEIS
68 | HTS-57 | M/S MATHA AMRUTHANANDA MAYA MATHA NO:114, 7TH CROSS, BOGADI 2ND STAGE,. MYSORE-06 | [7 empty] | 1 | 200 | 200 | [10 empty] | DG | 1 | 62.5 | 62.5 | CONSUMER | DEIS
69 | HTS-58 | M/S PIZZA HUT(HARIHARA PUTRA HYIR), NO:1/2, 6TH MAIN, TEMPLE ROAD, VV MOHALLA, MYSORE-02 | [7 empty] | 1 | 160 | 160 | [10 empty] | DG | 1 | 100 | 100 | CONSUMER | DEIS
70 | HTS-59 | M/S MIDAS GRANITES PVT LTD, NO:346, HEBBAL INDUSTRIAL AREA MYSORE-16 | [7 empty] | 1 | 250 | 250 | [8 empty] | 1 | [5 empty] | CONSUMER | DEIS
71 | HTS-60 | M/S KANIYARA SEVA SAMAJ, KALIDASA ROAD, NO:1, HSBC, MYSORE-02 | [7 empty] | 1 | 250 | 250 | [10 empty] | DG | 1 | 100 | 100 | CONSUMER | DEIS
72 | HTS-61 | M/S TECHVA ENGG PVT LTD, NO:427/C, HEBBAL I/A MYSORE-16(GANESH ENTERPRISES) | [7 empty] | 1 | 250 | 250 | [10 empty] | DG | 1 | 125 | 125 | CONSUMER | DEIS
73 | [22 empty] | DG | 1 | 75 | 75 | CONSUMER | DEIS
74 | HTS-62 | M/S HARSHA ENTERPRISES, NO:120/2, HEBBAL RING ROAD, BESIDE KALYANAI HOTEL, RING ROAD, MYSURU | [7 empty] | 1 | 160 | 160 | [14 empty] | CONSUMER | DEIS
75 | HTS-63 | THE DEVELOPMENT OFFICER, KIADB , COMPLEX-01, KRS ROAD, HT AT HEBBAL INDUSTRIAL AREA,NEAR PREETHI GRANITES , MYSURU | [7 empty] | 1 | 250 | 250 | [14 empty] | CONSUMER | DEIS
76 | HTS-64 | M/S THE ROOST,HUNSUR ROAD, HINKAL MYSORE-17 | [7 empty] | 1 | 63 | 63 | [10 empty] | DG | 1 | 30 | 30 | CONSUMER | DEIS
77 | HTS-65 | M/S CANARA INDUSTRIES, NO:64/A, HOOTAGALLI INDUSTRILA AREA, MYSORE-18 | [7 empty] | 1 | 250 | 250 | [10 empty] | DG | 1 | 160 | 160 | CONSUMER | DEIS
78 | HTS-66 | M/S TRIDENT AUTO MOBILES, NO:201/1, HINKAL HUNSUR ROAD, MYSORE-17 | [7 empty] | 1 | 250 | 250 | [10 empty] | DG | 1 | 82.5 | 82.5 | CONSUMER | DEIS
79 | HTS-67 | M/S KAPARTHY FEEDS DMG HALLI PANCHAYAT, ADAHALII VILLAGE, MYSORE TALUQ, MYSORE-26- | [7 empty] | 1 | 160 | 160 | [10 empty] | DG | 1 | 125 | 125 | CONSUMER | DEIS
80 | [22 empty] | DG | 1 | 75 | 75 | CONSUMER | DEIS
81 | HTS-68 | M/S NIHARIKA ENGG & EXPORTS LTD, NO :651, F5, HOOTAGALLI INDUSTRILA AREA, MYSORE-18: | [7 empty] | 1 | 250 | 250 | [10 empty] | DG | 1 | 82.5 | 82.5 | CONSUMER | DEIS
82 | HTS-69 | M/S BHARAT CERAMICS LTD, NO:241, ALOKA PALACE ROAD, YELAWALA MYSORE | [7 empty] | 1 | 250 | 250 | [8 empty] | 1 |  | DG | 1 | 160 | 160 | CONSUMER | DEIS
83 | HTS-70 | M/S EXCEL SOFT TECHNOL;OGIES PVT LTD, NO:1B, HOOTAGALLI INDUSTRIAL AREA, MYSORE18 | [7 empty] | 1 | 250 | 250 | [10 empty] | DG | 1 | 200 | 200 | CONSUMER | DEIS
84 | [22 empty] | DG | 1 | 100 | 100 | CONSUMER | DEIS
85 | HTS-71 | M/S INFO BASE NO:338-P-1, HEBBAL INDUSTRILA AREA, MYSORE-16 | [7 empty] | 1 | 200 | 200 | [10 empty] | DG | 1 | 82.5 | 82.5 | CONSUMER | DEIS
86 | HTS-72 | JAYARAJ URS M/S SRIRAMANJUNEYA COMPLEX NO:38, HUNSUR ROAD, JL PUIRAM, MYSORE-12 | [7 empty] | 1 | 100 | 100 | [8 empty] | 2 | [5 empty] | CONSUMER | DEIS
87 | HTS-73 | M/S VIDYA VARDHAK ENGG COLLEGE, GOKULAM 3RD STAGE, MYSORE 02 | [7 empty] | 1 | 250 | 250 | [14 empty] | CONSUMER | DEIS
88 | HTS-74 | M/S NATIONAL GRANITES NDUSTRIES, NO:178-179-204D, HEBBAL INDUSTRILA AREA, BELAVADI MYSORE-18 | [7 empty] | 1 | 250 | 250 | [14 empty] | CONSUMER | DEIS
89 | HTS-75 | M/S JSS URBAN HAATH, HEBBAL INDUSTRILA AREA, MYSORE-16 | [7 empty] | 1 | 100 | 100 | [10 empty] | DG | 1 | 125 | 125 | CONSUMER | DEIS
90 | HTS-76 | RMC READY MIX INDIA (PVT) LTD, M/S CHAMUNDI INDUSTRIES, NO:66, A & B KIADB INDUSTRILA AREA HOOTAGALLI MYSORE-18(RMC REDDY MIX INDIA) | [7 empty] | 1 | 250 | 250 | [10 empty] | DG | 1 | 180 | 180 | CONSUMER | DEIS
91 | HTS-77 | M/S PRECISION INDUSTRIAL COMPONENTS, NO:144, BELAGAOLA INDUSTRILA AREA, METAGALLI MYSORE-16 | [7 empty] | 1 | 160 | 160 | [14 empty] | CONSUMER | DEIS
92 | HTS-79 | M/S IDEAL PRECISION ENGG NO:D-53, KSSIDC I/A METAGALLI MYSORE-16 | [7 empty] | 1 | 250 | 250 | [14 empty] | CONSUMER | DEIS
93 | HTS-80 | THE MANAGER, M/S LIC OF INDIA, KRS ROAD . MYSORE-20 | [7 empty] | 1 | 250 | 250 | [10 empty] | DG | 1 | 125 | 125 | CONSUMER | DEIS
94 | HTS-81 | M/S SCARLET YAMAHA PVT LTD, NO:2, TEMPLE ROAD, JL PURAM, MYSORE-12 | [7 empty] | 1 | 160 | 160 | [10 empty] | DG | 1 | 82.5 | 82.5 | CONSUMER | DEIS
95 | HTS-83 | MS/ UNIWORLD TELECOM LTD, NO:220/B, HEBBAL I/A, MYSORE-18 | [7 empty] | 1 | 250 | 250 | [14 empty] | CONSUMER | DEIS
96 | HTS-84 | M/S KAVERI GRAMEENA BANK, NO:CA120, 2ND STAGE, VIJAYANAGAR MYSORE-17 | [7 empty] | 1 | 100 | 100 | [8 empty] | 1 |  | DG | 1 | 110 | 110 | CONSUMER | DEIS
97 | HTS-85 | M/S LATHA CHAIN RAJ, SUNIL KUMAR & MEGHANA SUNIL KUMAR, NO:2911, TEMPLE ROAD, VV MOHALLA, MYSORE-2 | [7 empty] | 1 | 250 | 250 | [8 empty] | 1 |  | DG | 1 | 180 | 180 | CONSUMER | DEIS
98 | HTS-87 | SMT. JAYALAKMI G V, JAYALAXMI COMPLEX, NO:129-130, MAHADESHWARA BADAVANE VIJAYANAGAR 2NMD STAGE, MYSORE-17 | [7 empty] | 1 | 250 | 250 | [14 empty] | CONSUMER | DEIS
99 | HTS-88 | M/S MYSHORE IT SOLUTIONS (AALIPTHA SOFTWARE PVT LTD,). NO:55, KSSIDC HEBBAL INDUSTRILA AREA, YSORE-16 | [7 empty] | 1 | 160 | 160 | [8 empty] | 1 |  | DG | 1 | 100 | 100 | CONSUMER | DEIS
100 | HTS-89 | M/S SRI B. L. GOPINATH NO:86/3A, PANCHAVATI CIRCLE, KALIDASA ROAD, VV MOHALLA, MYSORE | [7 empty] | 1 | 250 | 250 | [14 empty] | CONSUMER | DEIS
101 | HTS-90 | M/S SURAJ INDUSTRIES(MS ENTERPRISES), NO:148, METAGALLI INDUSTRIAL AREA,MYSORE-16 | [7 empty] | 1 | 250 | 250 | [8 empty] | 2 |  | DG | 1 | 100 | 100 | CONSUMER | DEIS
102 | HTS-91 | M/S HOTEL RUCHI THE PRINCE NO:986/624, MYSORE HUNSUR ROAD, HINKAL, MYSORE-17 | [7 empty] | 1 | 100 | 100 | [10 empty] | DG | 1 | 125 | 125 | CONSUMER | DEIS
103 | [22 empty] | DG | 1 | 62.5 | 62.5 | CONSUMER | DEIS
104 | HTS-92 | M/S SAI CARTONS MANUFACTURING COMPANY PVT LTD, NO:14, P-1, KOORGALLI INDUSTRILA AREA, 3RD PHASE, MYSORE-18 | [7 empty] | 1 | 250 | 250 | [10 empty] | DG | 1 | 100 | 100 | CONSUMER | DEIS
105 | [20 empty] | 2 |  | DG | 1 | 82.5 | 82.5 | CONSUMER | DEIS
106 | HTS-93 | M/S NIE FIUNDATIONS (REG) NO:50, KOORGALLI I/A, HOOTAGALLI MYSORE-18 | [7 empty] | 1 | 250 | 250 | [10 empty] | DG | 1 | 125 | 125 | CONSUMER | DEIS
107 | HTS-94 | M/S. MAHAJANA EDUCATION SOCIETY, RANGHARAO MEMORIAL COLLEGE KRS ROAD, METAGALLI MYSORE-16 | [7 empty] | 1 | 160 | 160 | [10 empty] | DG | 1 | 62.5 | 62.5 | CONSUMER | DEIS
108 | HTS-95 | MS/ RECON MACHINE TOOLE PVT LTD, NO:9, HOOTAGALLI I/A, MYSORE-18 | [7 empty] | 1 | 160 | 160 | [8 empty] | 2 |  | DG | 1 | 62.5 | 62.5 | CONSUMER | DEIS
109 | HTS-96 | M/S KUNNATHTHUR FAMILY PVT TRUST, NO:1E,(PRAGATHI VISION), HUNSUR ROAD, HINKAL, MYSORE-17 | [7 empty] | 1 | 250 | 250 | [10 empty] | DG | 1 | 62.5 | 62.5 | CONSUMER | DEIS
110 | HTS-97 | THE EXECUTIVE DIRECTOR, INTERNATIONAL SCHOOL OF INFORMATION MANAGEMENT , MANNASAGANGOTRI UNIVERSITY OF MYSORE | [7 empty] | 1 | 100 | 100 | [14 empty] | CONSUMER | DEIS
111 | HTS-98 | M/S M JANNAVI NO:2768-1769, VV MOHALLA, TEMPLE ROAD, MYSORE-02 | [7 empty] | 1 | 100 | 100 | [10 empty] | DG | 1 | 40 | 40 | CONSUMER | DEIS
112 | HTS-99 | THE MANAGER, ULTRA TECH CONCRETE, NO:89, BELAGAOLA INDUSTRILA AREA,METAGALLI MYSORE-16 | [7 empty] | 1 | 250 | 250 | [10 empty] | DG | 1 | 180 | 180 | CONSUMER | DEIS
113 | [22 empty] | DG | 1 | 15 | 15 | CONSUMER | DEIS
114 | HTS-100 | M/S DANVOC RUBBER NO:157A, BELAGOLA INDUSTRILA AREA, METAGALLI MYSORE-16 | [7 empty] | 1 | 315 | 315 | [8 empty] | 1 | [5 empty] | CONSUMER | DEIS
115 | HTS-101 | M/S. SRI GURUPRASAD NO:13-13/A, KAMAKSHI HOSPITAL ROAD, SARASWATIPURAM MYSORE | [7 empty] | 1 | 250 | 250 | [10 empty] | DG | 1 | 100 | 100 | CONSUMER | DEIS
116 | HTS-102 | SRI RAMASWAMY M/S REI ELECTRICALS, NO:323/C, HEBBAL INDUSTRILA AREA MYSORE-16 | [7 empty] | 1 | 250 | 250 | [14 empty] | CONSUMER | DEIS
117 | HTS-104 | M/S CHAMUNDI HEAT TREATERS NO:C 124, HEBBAL INDUSTRILA AREA, MYSORE-16 | [7 empty] | 1 | 250 | 250 | [10 empty] | DG | 1 | 125 | 125 | CONSUMER | DEIS
118 | HTS-105 | M/S GLOWTRONICS PVTLTD, UNIT-1, NO:1D, HOOTAGALLI INDUSTRILA AREA, MYSORE | [7 empty] | 1 | 315 | 315 | [10 empty] | DG | 1 | 125 | 125 | CONSUMER | DEIS
119 | [22 empty] | DG | 1 | 81 | 81 | CONSUMER | DEIS
120 | [22 empty] | DG | 1 | 15 | 15 | CONSUMER | DEIS
121 | HTS-106 | M/S GLOWTRONICS PVTLTD, UNIT-2, NO:1D, HOOTAGALLI INDUSTRILA AREA, MYSORE | [7 empty] | 1 | 250 | 250 | [10 empty] | DG | 2 | 125 | 250 | CONSUMER | DEIS
122 | [22 empty] | DG | 1 | 82.5 | 82.5 | CONSUMER | DEIS
123 | [22 empty] | DG | 1 | 15 | 15 | CONSUMER | DEIS
124 | HTS-107 | M/S CEETEE SILK CO LTD, NO:192A, KIADB HEBBAL INDUSTRILA AREA, MYSORE-16 | [7 empty] | 1 | 250 | 250 | [10 empty] | DG | 1 | 125 | 125 | CONSUMER | DEIS
125 | HTS-108 | MS/ ACE COMPONENTS & ELECTYRONICS LTD, NO:11 12, HOOTAGALLI INDUSTRILA AREA, MYSORE-18 | [7 empty] | 1 | 200 | 200 | [10 empty] | DG | 1 | 55 | 55 | CONSUMER | DEIS
126 | HTS-109 | M/S ANNA MALAI APPARLS PVT LTD, NO:7B1, BELAGOLA INDUSTRILA AREA, MYSORE-18 | [7 empty] | 1 | 250 | 250 | [10 empty] | DG | 1 | 125 | 125 | CONSUMER | DEIS
127 | HTS-110 | M/S SOUTH EAST AGRO INDUSTRIES LTD, BELAGOLA INDUSTRILA AREA, MYSORE-18 | [7 empty] | 1 | 250 | 250 | [8 empty] | 1 |  | DG | 1 | 250 | 250 | CONSUMER | DEIS
128 | HTS-111 | M/S VIKRAM JOYTH ROYAL CHAMBER, M/S VIKRAM HOSPITAL & HEART CARE NO:2909/22/4, TEMPLE ROAD, VV MOHALLA, MYSORE | [7 empty] | 1 | 250 | 250 | [8 empty] | 1 |  | DG | 1 | 160 | 160 | CONSUMER | DEIS
129 | HTS-112 | M/S SRI A. K. AIYAPPA NO:374, KALIDASA NO:374, VIJAYANAGAR, MYSORE | [7 empty] | 1 | 250 | 250 | [14 empty] | CONSUMER | DEIS
130 | HTS-113 | M/S SRI BIPIN SHAH NO:101/P, HOOTAGALLI I/A, MYSORE-18 | [7 empty] | 1 | 250 | 250 | [10 empty] | DG | 1 | 140 | 140 | CONSUMER | DEIS
131 | HTS-114 | THE DECORATIVE LAMINATES LTD, HUNSUR ROAD, BELAVADI I/A, MYORE-18 | [7 empty] | 1 | 250 | 250 | [10 empty] | DG | 1 | 75 | 75 | CONSUMER | DEIS
132 | HTS-115 | M/S ADVANCE COMPONENTS & INSTRUMENTS PVT LTD, NO:3A/3A/1, BELAVADI I/A, MYSORE-18 | [7 empty] | 1 | 250 | 250 | [10 empty] | DG | 1 | 82.5 | 82.5 | CONSUMER | DEIS
133 | [20 empty] | 1 |  | DG | 1 | 20 | 20 | CONSUMER | DEIS
134 | HTS-116 | M/S SMT .J. JYOTHI NO:94, GOKULAM KRS ROAD, MYSORE-02 (VIKRAM PERFECT) | [7 empty] | 1 | 160 | 160 | [10 empty] | DG | 1 | 125 | 125 | CONSUMER | DEIS
135 | HTS-117 | M/S BHORUKA FABCONS PVT LTD, NO:427/E, HEBBAL INDUSTRILA AREA, MYSORE-18 | [7 empty] | 1 | 250 | 250 | [10 empty] | DG | 1 | 82.5 | 82.5 | CONSUMER | DEIS
136 | HTS-118 | THE PRESIDENT, RAJEEV GHANDI WATER SUPPLY, MIRLE KR NAGAR | [7 empty] | 1 | 100 | 100 | [8 empty] | 2 | [5 empty] | CONSUMER | DEIS
137 | HTS-119 | M/S MS/ BHARATHEEYA VIDYA BHAVAN, NO:CA-14, VIJAYANAGAR MYSORE-17 | [7 empty] | 1 | 250 | 250 | [8 empty] | 1 |  | DG | 1 | 125 | 125 | CONSUMER | DEIS
138 | HTS-120 | M/S UTTAM RUBBERS PVT LTD, NO:273C HEBBAL I/A, MYSORE-18 | [7 empty] | 1 | 315 | 315 | [10 empty] | DG | 1 | 250 | 250 | CONSUMER | DEIS
139 | HTS-121 | M/S MINAXI GRANITES INDUSTRY, NO:427, HEBBAL I/A, MYSORE-16 | [7 empty] | 1 | 250 | 250 | [14 empty] | CONSUMER | DEIS
140 | HTS-122 | M/S PROSETTA BIOCON FORMTICS PVT LTD, NO:67/B, HOOTAGALLI I/A MYSORE | [7 empty] | 1 | 250 | 250 | [8 empty] | 2 |  | DG | 1 | 50 | 50 | CONSUMER | DEIS
141 | HTS-123 | M/S PRIME LIFT LINE HEALTH CARE PVT LTD, NO:50-C, YADAVAGIRI I/A, MYSORE | [7 empty] | 1 | 315 | 315 | [10 empty] | DG | 1 | 250 | 250 | CONSUMER | DEIS
142 | HTS-124 | M/S VINYAS INNOVATIVE TECH PVT LTD, NO:200/A, KIADB I/A, HEBBAL MYSORE | [7 empty] | 1 | 160 | 160 | [14 empty] | CONSUMER | DEIS
143 | HTS-125 | M/S PATTABI ENTERPRISES, NO:296/A, HEBBAL I/A, MYSORE | [7 empty] | 1 | 250 | 250 | [14 empty] | CONSUMER | DEIS
144 | HTS-126 | M/S JOEGEETHA PLASTICS PIPES NO:277C, HEBBAL I/A, MYSORE-18 | [7 empty] | 1 | 250 | 250 | [10 empty] | DG | 1 | 200 | 200 | CONSUMER | DEIS
145 | HTS-127 | M/S ENTECH SINGNS & DISPLAYS INDIA LTD, NO:120, BOGADI MAIJ ROAD, MYSORE | [7 empty] | 1 | 250 | 250 | [8 empty] | 1 |  | DG | 1 | 100 | 100 | CONSUMER | DEIS
146 | HTS-128 | M/S WUERTH ELECTRINICS INDIA PVT LTD, NO:27, KOORGALLI I/A, MYSORE 18 | [7 empty] | 1 | 250 | 250 | [10 empty] | DG | 1 | 160 | 160 | CONSUMER | DEIS
147 | HTS-129 | M/S MYSORE SALES INTERNATIONAL LTD, NO:306, HEBBAL MYSORE-16 | [7 empty] | 1 | 200 | 200 | [14 empty] | CONSUMER | DEIS
148 | HTS-130 | M/S SRI M SRINIVAS, NO:14-14/A, KAMAKSHI HOSPITAL, SARASWATIPURAM, MYSORE-09 | [7 empty] | 1 | 250 | 250 | [14 empty] | CONSUMER | DEIS
149 | HTS-131 | M/S ADITYA ADHIKARI HOSPITAL, CONTOUR ROAD, GOKULAM, MYSORE | [7 empty] | 1 | 160 | 160 | [6 empty] | 1 |  |  |  | DG | 1 | 62.5 | 62.5 | CONSUMER | DEIS
150 | [22 empty] | DG | 1 | 15 | 15 | CONSUMER | DEIS
151 | HTS-132 | SRI SHIVAKUMAR NO:2912, NEW NO:CH-57, KANTHARAJ URS ROAD, SARASWATIPURAM, MYSORE | [7 empty] | 1 | 250 | 250 | [14 empty] | CONSUMER | DEIS
152 | HTS-133 | SRI B H REVANIPRASAD, NO:2912, CH-51-1B, KANTHARAJ URS ROAD, SS PURAM, MYSORE | [7 empty] | 1 | 250 | 250 | [14 empty] | CONSUMER | DEIS
153 | HTS-134 | M/S GUARD AUTO CRAFT PVT LTD, (ADVAITH MOTORS LTD) NO:26, A B & C BELAVADI I/A, HUNSUR ROAD, MYSORE-18 | [7 empty] | 1 | 250 | 250 | [10 empty] | DG | 1 | 125 | 125 | CONSUMER | DEIS
154 | HTS-135 | THE AEE, MID SD MYSORE(PERIYAPATNA GIRAGUR W/S) | [7 empty] | 1 | 160 | 160 | [14 empty] | CONSUMER | DEIS
155 | HTS-136 | M/S MYMUL HUNSUR CHILLING PLANT, HUNSUR | [7 empty] | 1 | 200 | 200 | [10 empty] | DG | 1 | 200 | 200 | CONSUMER | DEIS
156 | HTS-137 | M/S ZEUS BIOTECH LTD, NO:A-15, HEBBAL I/A, MYSORE-16 | [7 empty] | 1 | 160 | 160 | [8 empty] | 1 |  | DG | 1 | 20 | 20 | CONSUMER | DEIS
157 | HTS-138 | SMT URMILA AGARWAL, NO:1368, C & D BLOCK, VISHWAMANAVA DOUBLE ROAD, K NAGAR MYSORE-23 | [7 empty] | 1 | 160 | 160 | [10 empty] | DG | 1 | 62.5 | 62.5 | CONSUMER | DEIS
158 | HTS-139 | M/S MILLENNIUM MOULD & DIES NOP:77 & 770 HOOTAGALLI I/A, MYSORE-18 | [7 empty] | 1 | 250 | 250 | [10 empty] | DG | 2 | 82.5 | 165 | CONSUMER | DEIS
159 | HTS-140 | M/S L J AVENUE NO:927, KUVEMPUNAGAR, NAGAR MYSORE-23 | [7 empty] | 1 | 100 | 100 | [8 empty] | 1 | [5 empty] | CONSUMER | DEIS
160 | HTS-141 | M/S YAJAMANA ARCADE, NO:1017, PANCHAMANTRA ROAD, KUVEMPUNAGAR, MYSURU | [7 empty] | 1 | 100 | 100 | [10 empty] | DG | 1 | 30 | 30 | CONSUMER | DEIS
161 | HTS-142 | M/S SRI S GNANA SHANKAR NO:C/1, NEW KANTHARAJ URS ROAD, K NAGAR MYSORE-23 | [7 empty] | 1 | 200 | 200 | [14 empty] | CONSUMER | DEIS
162 | HTS-143 | M/S CHITRAVANA RESORTS, NO:39, MANANDAVADI ROAD, KALAVADI GATE MYSORE | [7 empty] | 1 | 100 | 100 | [8 empty] | 1 | [5 empty] | CONSUMER | DEIS
163 | HTS-144 | M/S MARLABS SOFTWARE PVT LTD, NO:462, A & B BLOCK, UDAYARAVI ROAD, K NAGAR MYSORE | [7 empty] | 1 | 250 | 250 | [8 empty] | 1 |  | DG | 1 | 140 | 140 | CONSUMER | DEIS
164 | HTS-146 | M/S D S MANJUNATH, NO:39, KHB 3RD STAGE, UDAYARAVI ROAD, K NAGAR MYSORE(MEHARA & SON'S) | [7 empty] | 1 | 100 | 100 | [8 empty] | 1 | [5 empty] | CONSUMER | DEIS
165 | HTS-147 | SRI N CHALUVARAYASWAMY, NO:76 , EAST OF B.ED COLLEGE, SAHUKAR CHENNAIAH ROAD, SS PURAM, MYSORE | [7 empty] | 1 | 250 | 250 | [10 empty] | DG | 1 | 82.5 | 82.5 | CONSUMER | DEIS
166 | HTS-148 | M/S VIDYAVARDHAKA SANGHA ,LALAITHADRI MARGA, KUVEMPUNAGR, MYSORE | [7 empty] | 1 | 100 | 100 | [8 empty] | 1 | [5 empty] | CONSUMER | DEIS
167 | HTS-149 | SRI N VIJAYAKUMAR, NO:399/A/399/A1, 2ND MAIN, 4TH STAGE, TK LAYOUT MYSORE | [7 empty] | 1 | 100 | 100 | [10 empty] | DG | 1 | 40 | 40 | CONSUMER | DEIS
168 | HTS-150 | SRI M KRISHNAPPA NO:1031/B, G & H BLOCK, PANCHAMANTRA ROAD, K NAGAR MYSORE | [7 empty] | 1 | 250 | 250 | [14 empty] | CONSUMER | DEIS
169 | HTS-151 | SMT ANITHA B P, NO:11, IDBI BANK BUILDING, KUVEMPUNAGAR DOUBLE ROAD, , MYSURU | [7 empty] | 1 | 250 | 250 | [8 empty] | 1 | [5 empty] | CONSUMER | DEIS
170 | HTS-152 | M/S JSS SCHOOL & COLLEGE CAMPUA S PURAM, MYSORE | [7 empty] | 1 | 250 | 250 | [8 empty] | 1 |  | DG | 1 | 100 | 100 | CONSUMER | DEIS
171 | HTS-153 | M/S SATISH NO:63, VISHWAMANAVA DOUBLE ROAD, SS PURAM, MYSORE | [7 empty] | 1 | 200 | 200 | [8 empty] | 1 |  | DG | 1 | 82.5 | 82.5 | CONSUMER | DEIS
172 | HTS-154 | THE PRINCIPAL , JSS LAW COLLEGE, NEW KANTHARAJAURS ROAD, KUVEMPUNAGAR, MYSURU | [7 empty] | 1 | 250 | 250 | [10 empty] | DG | 1 | 30 | 30 | CONSUMER | DEIS
173 | HTS-156 | SRI D JHANARDHAN NO:849, NEW KANTHARAJ URS ROAD, MYSORE-9 | [7 empty] | 1 | 100 | 100 | [8 empty] | 1 | [5 empty] | CONSUMER | DEIS
174 | HTS-157 | SRI MC SUNDHARESHAN, NO:630/K, 6TH CROSS, 1ST BLCOK, K NGAAR MYSORE-23 | [7 empty] | 1 | 250 | 250 | [10 empty] | DG | 1 | 250 | 250 | CONSUMER | DEIS
175 | HTS-158 | SRI LAXMI VENKATESHWAR TRUST, NO:1, JCSTK BLOCK, UDAYARAVI ROAD, K NAGAR MYSORE-23 | [7 empty] | 1 | 100 | 100 | [8 empty] | 1 |  | DG | 1 | 82.5 | 82.5 | CONSUMER | DEIS
176 | HTS-159 | SRI BAPUJI NO:40, ADHICHUNCHANAGIRI ROAD, K NAGAR MYSORE-23 | [7 empty] | 1 | 160 | 160 | [10 empty] | DG | 1 | 25 | 25 | CONSUMER | DEIS
177 | HTS-160 | SRI DHANYAKUMAR, NO:1, 3RD STAGE, DHANYA COMMERCIAL COMPLEX, JT KOPPAL, UDAYARAVI ROAD MYSORE | [7 empty] | 1 | 160 | 160 | [10 empty] | DG | 1 | 40 | 40 | CONSUMER | DEIS
178 | HTS-162 | THYE KARNATAKA BANK LTD, NEW KANTHARAJ URS ROAD, K NAGAR MYSORE-23 | [7 empty] | 1 | 100 | 100 | [10 empty] | DG | 1 | 50 | 50 | CONSUMER | DEIS
179 | HTS-163 | THE CHIEF OFFICER, CITY PANCHAYAT, GIRGUR WATER WORKS, PP TQ | [7 empty] | 1 | 100 | 100 | [14 empty] | CONSUMER | DEIS
180 | HTS-164 | M/S SERETHE TSAWAKHANGSTHEN SERELAMA CAMP, BYLAKUPPE NO:56 PP | [7 empty] | 1 | 100 | 100 | [8 empty] | 2 |  | DG | 1 | 50 | 50 | CONSUMER | DEIS
181 | HTS-165 | THE GENERAL SECREATRY, NYINGMAPA MONSTERY, 4TH CAMP, (GOLDEN TEMPLE), BYLAKUPPE, PERIYAPATNA TALUQ-571104 | [7 empty] | 1 | 250 | 250 | [10 empty] | DG | 1 | 80 | 80 | CONSUMER | DEIS
182 | [22 empty] | DG | 1 | 62.5 | 62.5 | CONSUMER | DEIS
183 | [22 empty] | DG | 1 | 30 | 30 | CONSUMER | DEIS
184 | [22 empty] | DG | 1 | 20 | 20 | CONSUMER | DEIS
185 | HTS-166 | M/S COSTAL FARMS, DODDAHOMMUR VG, BYLUKUPPE PP | [7 empty] | 1 | 250 | 250 | [10 empty] | DG | 1 | 125 | 125 | CONSUMER | DEIS
186 | [22 empty] | DG | 1 | 63 | 63 | CONSUMER | DEIS
187 | HTS-167 | M/S THE MANAGER, NAMLING TESPAL TOBKYED HOSPITAL, NAMDROLING MONASTERY, TIBETIAN SETTELMENT , BYLAKUPPE , PERIYAPATNA TALUQ-571104. | [7 empty] | 1 | 315 | 315 | [6 empty] | 1 |  |  |  | DG | 1 | 125 | 125 | CONSUMER | DEIS
188 | HTS-168 | M/S DRINKUNG CHARITABLE SOCIETY, KAGYADAPPA MONESTERY TIBETIAN SETTLEMENT, BYLUKUPPE PP | [7 empty] | 1 | 100 | 100 | [10 empty] | DG | 1 | 30 | 30 | CONSUMER | DEIS
189 | HTS-169 | M/S USHA RICE MILL, BM ROAD HUNSUR | [7 empty] | 1 | 200 | 200 | [10 empty] | DG | 1 | 125 | 125 | CONSUMER | DEIS
190 | HTS-170 | THE TOWN MUNCIPAL COUNCIL, HUNSUR BYPASS ROAD WATER WORKS, HUNSUR | [7 empty] | 1 | 160 | 160 | [14 empty] | CONSUMER | DEIS
191 | HTS-171 | THE HUNSUR WORKS HUNSUR, THE KODAGU COFFEE GROWERS CO-OPERTAIVE SOCIETY LTD, HUNSUR | [7 empty] | 1 | 315 | 315 | [10 empty] | DG | 1 | 160 | 160 | CONSUMER | DEIS
192 | HTS-172 | M/SSRI DEVERAJU URS GENERAL HOSPITAL, GOVT HOSPITAL, HUNSUR TOWN | [7 empty] | 1 | 250 | 250 | [6 empty] | 1 |  |  |  | DG | 1 | 50 | 50 | CONSUMER | DEIS
193 | HTS-173 | M/S GOVT GENERAL HOSPITAL, PERIYAPATNA | [7 empty] | 1 | 100 | 100 | [14 empty] | CONSUMER | DEIS
194 | HTS-174 | M/S HIGH RANGE COFFE CURING WORKS PVT LTD, HABBUR, HUNSUR | [7 empty] | 1 | 315 | 315 | [10 empty] | DG | 1 | 125 | 125 | CONSUMER | DEIS
195 | HTS-175 | THE TOWN MUNCIPAL COUNCIL, K R NAGAR | [7 empty] | 1 | 250 | 250 | [14 empty] | CONSUMER | DEIS
196 | HTS-176 | M/S. GOVT HOSPITAL, KR NAGAR | [7 empty] | 1 | 200 | 200 | [14 empty] | CONSUMER | DEIS
197 | HTS-177 | SRI. SIDDRARAMU, NO:328, NAGAWALA VG YELAWALA HOBLI MYSORE | [7 empty] | 1 | 315 | 315 | [10 empty] | DG | 1 | 250 | 250 | CONSUMER | DEIS
198 | HTS-178 | M/S DAN PLASTICS, PREM INDUSTRIES, NO:33/A, BELAGOLA I/A, MYSORE-18 | [7 empty] | 1 | 250 | 250 | [8 empty] | 1 |  | DG | 1 | 125 | 125 | CONSUMER | DEIS
199 | HTS-179 | SRI VENKATESH, NO:1, 5TH STAGE, UADAYARAVI ROAD, K NAGAR MYSORE-23 | [7 empty] | 1 | 200 | 200 | [14 empty] | CONSUMER | DEIS
200 | HTS-180 | SRI VIDYASAGAR NO:2713/1, NEW NO:D3, ADIPAMPA ROAD, VV MOHALLA, MYSORE-2 | [7 empty] | 1 | 200 | 200 | [10 empty] | DG | 1 | 30 | 30 | CONSUMER | DEIS
201 | HTS-181 | M/S INDIA GARAGE, NO:201/1, 201/2, HUNSUR ROAD, HINKAL, MYSORE | [7 empty] | 1 | 100 | 100 | [10 empty] | DG | 1 | 63 | 63 | CONSUMER | DEIS
202 | HTS-182 | M/S UNIVERSAL AUTOMOBILES & DAIRY PRODUCTS, NO:B-132 I/A YADAVAGIRI MYSORE-20 | [7 empty] | 1 | 250 | 250 | [10 empty] | DG | 1 | 125 | 125 | CONSUMER | DEIS
203 | [22 empty] | DG | 1 | 82.5 | 82.5 | CONSUMER | DEIS
204 | HTS-183 | M/S NALANDA GURUKAL EDUCATION FOUNDATION PUBLIC SCHOOL, GUDDENAHALLI KOPPA PERIYAPATNA TQ | [7 empty] | 1 | 250 | 250 | [14 empty] | CONSUMER | DEIS
205 | HTS-184 | M/S SRI RAMAKRISHNA WOOD INDUSTRIES NO:328, NAGAVALA, YELAWALA MYSORE | [7 empty] | 1 | 250 | 250 | [10 empty] | DG | 1 | 100 | 100 | CONSUMER | DEIS
206 | HTS-185 | M/S TOWN MINCIPAL COUNCIL, LAKSHMA WTHERTHA PUMP HOUSE, CHIKKA HUNSUR | [7 empty] | 1 | 315 | 315 | [14 empty] | CONSUMER | DEIS
207 | HTS-186 | M/S PREM INDUSTRIES , NO: 78 , B & A, HOOTAGALLI I/A, MYSORE-18 | [7 empty] | 1 | 250 | 250 | [10 empty] | DG | 1 | 160 | 160 | CONSUMER | DEIS
208 | HTS-187 | M/S IDEL ENTERPRISESS, YADAVAGIRI I/A, MYSORE | [7 empty] | 1 | 160 | 160 | [14 empty] | CONSUMER | DEIS
209 | HTS-188 | M/S YADAHALLI LIFT IRRIGATION YELWALA MYSORE | [7 empty] | 1 | 160 | 160 | [14 empty] | CONSUMER | DEIS
210 | HTS-190 | M/S AB AUTOBRAKES PVT LTD, NO:20 HOTAGALLI I/A, MYSORE-18 | [7 empty] | 1 | 250 | 250 | [10 empty] | DG | 1 | 82.5 | 82.5 | CONSUMER | DEIS
211 | HTS-191 | SRI J RANGANNA LAKSHMAMMA CHARITABLE TRUST, NO:9/1, 13TH MAIN, J BLOCK, KANAKADASA NAGAR DATTAGALLI 3RD STAGE, MYSORE | [7 empty] | 1 | 160 | 160 | [8 empty] | 1 |  | DG | 1 | 50 | 50 | CONSUMER | DEIS
212 | HTS-192 | SRI KV ANANTA SHAYANA: SY NO:155, HEBBAL I/A, MYSORE | [7 empty] | 1 | 250 | 250 | [14 empty] | CONSUMER | DEIS
213 | HTS-193 | THE CHIEF OFFICER, TMC HUNSUR PUMP HOUSE KR NAGAR, ADAGANAHALLI | [7 empty] | 1 | 160 | 160 | [14 empty] | CONSUMER | DEIS
214 | HTS-194 | M/S THE ADMINISTRATOR, PRBODHAN KALADIGATE HD KOTE MYSORE | [7 empty] | 1 | 100 | 100 | [10 empty] | DG | 1 | 62.5 | 62.5 | CONSUMER | DEIS
215 | HTS-195 | SRI SANTHAS Y S, INDERA MARIGOWDA NO:199/1, YELAWALA MYSORE | [7 empty] | 1 | 100 | 100 | [14 empty] | CONSUMER | DEIS
216 | HTS-197 | THE CHIEF OFFICER, TOWN MUNCIPALITY HUNSUR KATNAL VG KR NGARA | [7 empty] | 1 | 315 | 315 | [14 empty] | CONSUMER | DEIS
217 | HTS-198 | THE DIVISIONAL CONTROLLER, KSRTC YELAWALA BUS STATION, YELAWALA MYSORE | [7 empty] | 1 | 100 | 100 | [8 empty] | 1 | [5 empty] | CONSUMER | DEIS
218 | HTS-199 | M/S ESS & ENN ECHO VALLEY INC NO:1112, G & H BLOCK, GAGANACHUMBI DOUBLE ROAD, K NAGAR MYSORE | [7 empty] | 1 | 250 | 250 | [10 empty] | DG | 1 | 180 | 180 | CONSUMER | DEIS
219 | [22 empty] | DG | 1 | 50 | 50 | CONSUMER | DEIS
220 | HTS-200 | M/SZIGMA MODULARV SYSTEMS PVT LTD, NO:128, METAGALLI I/A, MYSORE UNIT-2 | [7 empty] | 1 | 250 | 250 | [14 empty] | CONSUMER | DEIS
221 | HTS-201 | M/S RIPPLE FRANGRANCES PVT LTD, NO:154-156, BELAGOLA I/A, METGALLI MYSORE | [7 empty] | 1 | 315 | 315 | [10 empty] | DG | 1 | 160 | 160 | CONSUMER | DEIS
222 | [22 empty] | DG | 1 | 63 | 63 | CONSUMER | DEIS
223 | HTS-202 | M/S BHARAT MATA SCHOOL, KOPPA VG BM ROAD, PP TQ | [7 empty] | 1 | 100 | 100 | [14 empty] | CONSUMER | DEIS
224 | HTS-203 | M/S N RANGARAO & SONS, NO:-152-153, BELAGAOLA I/A, METAGALLI MYSORE | [7 empty] | 1 | 250 | 250 | [10 empty] | DG | 1 | 125 | 125 | CONSUMER | DEIS
225 | HTS-204 | M/S SUPER PLASTICS INDUSTRIES, NO-C-75, YADAVAGIRI I/A, MYSORE-20 | [7 empty] | 1 | 250 | 250 | [14 empty] | CONSUMER | DEIS
226 | HTS-205 | M/S RAJASS TECHNOLOGIES, UNIT-2, PLOT NO-227, HEBBAL I/A, MYSORE | [7 empty] | 1 | 250 | 250 | [10 empty] | DG | 1 | 100 | 100 | CONSUMER | DEIS
227 | HTS-206 | M/S CHAMUNDI ENGINEERING ENTERPRISES, PLOT NO: 115-B, METAGALLI I/A, MYSORE | [7 empty] | 1 | 250 | 250 | [14 empty] | CONSUMER | DEIS
228 | HTS-207 | M/S PRAGATHI GLYOXAL PVT LTD, FACTROY -162(P), BELAGOLA I/A, METAGALLI, MYSORE | [7 empty] | 1 | 250 | 250 | [10 empty] | DG | 1 | 63 | 63 | CONSUMER | DEIS
229 | HTS-208 | M/S KOIEL FOOD PROCESS, PLOT NO: 33/B, HOOTAGALLI I/A, KRS ROAD, MYSORE | [7 empty] | 1 | 250 | 250 | [10 empty] | DG | 1 | 180 | 180 | CONSUMER | DEIS
230 | HTS-209 | M/S INDIAN GRANITES , NO N15A, I/A, B.M.ROAD, HUNSUR-571105 | [7 empty] | 1 | 250 | 250 | [8 empty] | 1 | [5 empty] | CONSUMER | DEIS
231 | HTS-210 | M/S SRI VINAY SOMASHEKARM , NO 1/1, 1/2, 1/3, 7TH MAIN, GOKULAM STREET, J.L.PURAM, MYSORE -2 | [7 empty] | 1 | 250 | 250 | [14 empty] | CONSUMER | DEIS
232 | HTS-211 | M/S ADVAITH MOTORS LTD, SITE NO: 47-60, HEBBAL I/E, MYSORE -16 | [7 empty] | 1 | 250 | 250 | [10 empty] | DG | 1 | 200 | 200 | CONSUMER | DEIS
233 | HTS-212 | M/S THE PRESIDENT , VIJAYANAGAR SPORTS CLUB, NO:C-12, 2ND STAGE, VIJAYANAGAR, MYSORE-17 | [7 empty] | 1 | 100 | 100 | [10 empty] | DG | 1 | 82.5 | 82.5 | CONSUMER | DEIS
234 | HTS-213 | M/S THE CHIEF MEDICAL OFFICER, GOVT HOSPITAL, PERIYAPATNA-571107(NEW BLOCK) | [7 empty] | 1 | 100 | 100 | [14 empty] | CONSUMER | DEIS
235 | HTS-214 | M/S MYSORE PUBLIC SCHOOL, RAYANAKERE POST, H.D.KOTE ROAD, MYSORE-570008 | [7 empty] | 1 | 100 | 100 | [10 empty] | DG | 1 | 82.5 | 82.5 | CONSUMER | DEIS
236 | HTS-215 | M/S M.N.CHANDRASHAKER, NO-11, E & F BLOCK, DATAGALLI, MYSORE-23 | [7 empty] | 1 | 100 | 100 | [14 empty] | CONSUMER | DEIS
237 | HTS-216 | M/S NAKODA ENTERPRISES , NO-26, P3, KOORGALLI INDUSTRIAL AREA, MYSORE | [7 empty] | 1 | 200 | 200 | [8 empty] | 1 | [5 empty] | CONSUMER | DEIS
238 | HTS-217 | SMT SHOBHA RAJSHEKAR, NO-233-234, MAHADESHWARA BDAVANE, MYSORE-17 | [7 empty] | 1 | 250 | 250 | [8 empty] | 1 |  | DG | 1 | 125 | 125 | CONSUMER | DEIS
239 | HTS-218 | SRI S.N.DEVARAJU, NO:2820/1-D9-2820/1A(M/S EMPIRE HOTEL), ADIPAMAPA ROAD, V.V.MOHALLA, MYSORE-2 | [7 empty] | 1 | 250 | 250 | [10 empty] | DG | 1 | 125 | 125 | CONSUMER | DEIS
240 | HTS-219 | SRI S.SATISH, M/S SWASTHIC CRANE SERVICE , NO:72/A, HOOTAGALLI I/A, MYSORE-18 | [7 empty] | 1 | 160 | 160 | [14 empty] | CONSUMER | DEIS
241 | HTS-220 | SRI Y.S.MANJUNATH, NO:103, YELWALA VILLAGE, YELWALA, MYSORE-571130 | [7 empty] | 1 | 100 | 100 | [14 empty] | CONSUMER | DEIS
242 | HTS-221 | M/S ATISHA CHARITABLE TRUST, KUNDELINGS MONASTIC COMPLEX, PHASE-1, PLOT NO:187, ARASINKERE VILLAGE, JAYAPURA HOBLI, MYSORE TALUQ | [7 empty] | 1 | 100 | 100 | [10 empty] | DG | 1 | 30 | 30 | CONSUMER | DEIS
243 | HTS-222 | SRI K.MAHADEV, TEJASWINI COMPLEX, NO: 1169, 1ST STAGE, VIJAYAGNAGAR, MYSORE -17 | [7 empty] | 1 | 100 | 100 | [14 empty] | CONSUMER | DEIS
244 | HTS-223 | M/S BANDANTHAMMA KALAMMA TEMPLE TRUST, NEW KANTHARAJA URS ROAD, KUVEMPNAGAR, MYSORE | [7 empty] | 1 | 100 | 100 | [10 empty] | DG | 1 | 125 | 125 | CONSUMER | DEIS
245 | HTS-224 | M/S JYOTHI SEVA SOCIETY, NO:149-150, GADDIGE ROAD, K.HEMMANAHALLI, MYSORE TALUQ | [7 empty] | 1 | 160 | 160 | [14 empty] | CONSUMER | DEIS
246 | HTS-225 | SRI RAGHU C.R, NO:3, 1ST STAGE, NIVEDITHANAGAR, BOGADHI, MYSORE | [7 empty] | 1 | 100 | 100 | [14 empty] | CONSUMER | DEIS
247 | HTS-226 | SMT BHAVANI.P, NO:215/1, JANAJAR-6, HINKAL VILLAGE, MYSORE -570017. | [7 empty] | 1 | 200 | 200 | [14 empty] | CONSUMER | DEIS
248 | HTS-227 | M/S ASSISTANT EXECUTIVE ENGINEER, PANCHAYAT RAJ ENGINEERING SUB-DIVISION, K.R.NAGAR(HOSUR WATER TREATMENT PLANT) | [7 empty] | 1 | 63 | 63 | [14 empty] | CONSUMER | DEIS
249 | HTS-228 | M/S ASSISTANT EXECUTIVE ENGINEER, PANCHAYAT RAJ ENGINEERING SUB-DIVISION, K.R.NAGAR(HOSUR JACKWELL PUMP PLANT) | [7 empty] | 1 | 63 | 63 | [14 empty] | CONSUMER | DEIS
250 | HTS-229 | M/S NEW MUSLIM HOSTEL, NO2904, CH-47, 1ST MAIN, NERW KANTHARAJAURS ROAD, SARASWATHIPURAM , MYSORE-9 | [7 empty] | 1 | 250 | 250 | [14 empty] | CONSUMER | DEIS
251 | HTS-230 | M/S ASSISTANT EXECUTIVE ENGINEER, PANCHAYAT RAJ ENGINEERING SUB-DIVISION, K.R.NAGAR, JACK WELL PUMP , NEAR KAPPADI TEMPLE,GANDANAHALLI | [7 empty] | 1 | 25 | 25 | [14 empty] | CONSUMER | DEIS
252 | HTS-231 | M/S ASSISTANT EXECUTIVE ENGINEER, PANCHAYAT RAJ ENGINEERING SUB-DIVISION, K.R.NAGAR WATER TREATMENT PLANT NEAR AYURVEDIC HOSPITAL, GANDANAHALLI | [7 empty] | 1 | 25 | 25 | [14 empty] | CONSUMER | DEIS
253 | HTS-232 | RED EARTH LIVING & HOSPITALITY (P) LTD, BADANAGUPEE, H.D.KOTE TALUQ, MYSORE DISTRICT | [7 empty] | 1 | 250 | 250 | [14 empty] | CONSUMER | DEIS
254 | HTS-233 | M/S PLYMOULD (UNIT-2), NO:13/22P, MYSORE-HUNSUR ROAD, BELAVADI INDUSTRIALA AREA, MYSORE | [7 empty] | 1 | 315 | 315 | [10 empty] | DG | 1 | 250 | 250 | CONSUMER | DEIS
255 | [22 empty] | DG | 1 | 40 | 40 | CONSUMER | DEIS
256 | HTS-234 | SRI VIDYATHEERTHA INSTITUTE OF CULTURE , NO: P-12/P, 1ST MAIN ROAD, SARASWATHIPURAM, MYSORE-9 | [7 empty] | 1 | 100 | 100 | [10 empty] | SOLAR | 1 | 25 | 25 | CONSUMER | DEIS
257 | HTS-235 | SRI JAGADISH NARAYAN, PLOT NO:41, 3RD STAGE, KOORGALLI, YELWALA , MYSORE (RISHI FIBC SOLUTION PVT LTD) | [7 empty] | 1 | 100 | 100 | [10 empty] | DG | 1 | 63 | 63 | CONSUMER | DEIS
258 | HTS-236 | M/S MEGHANA ENTERPRISE, NO66D, HOOTAGALLI INDUSTRIAL AREA, MYSORE | [7 empty] | 1 | 200 | 200 | [14 empty] | CONSUMER | DEIS
259 | HTS-237 | M/S UJ INDUSTRIES , NO:74D, NEW NO:188, HOOTAGALLI INDUSTRIAL AREA, HOOTAGALLI, MYSORE | [7 empty] | 1 | 250 | 250 | [14 empty] | CONSUMER | DEIS
260 | HTS-238 | THE TALUQ SOCIAL WELFARE OFFICER , M/S MORARJI DESAI SCHOOL AT DHARMAPURA, HUNSUR TALUQ, MYSORE DISTRICT | [7 empty] | 1 | 100 | 100 | [14 empty] | CONSUMER | DEIS
261 | HTS-239 | M/S DIVYAA ENGINEERING WORKS, PLOT NO: 31, HOOTAGALLI INDUSTARIAL AREA, MYSORE | [7 empty] | 1 | 200 | 200 | [10 empty] | DG | 1 | 250 | 250 | CONSUMER | DEIS
262 | HTS-240 | M/S A.R.SUBRAMANYA, M/S GANESH CONSULTANCY & ANALYTICAL SERVICES, NO:294/A, HEBBAL INDUSTRIAL AREA, MYSORE | [7 empty] | 1 | 250 | 250 | [14 empty] | CONSUMER | DEIS
263 | HTS-241 | THE PRINCIPAL, M/S MORARJI DESAI RESIDENTIAL SCHOOL AT DODDAHUNDI ,MYSORE TALUQ, MYSORE DISTRICT | [7 empty] | 1 | 100 | 100 | [14 empty] | CONSUMER | DEIS
264 | HTS-242 | M/S HONNASIRRI MOTORS PVT LTD, NO:193/5, HINKAL, HUNSUR ROAD, MYSORE | [7 empty] | 1 | 200 | 200 | [8 empty] | 1 |  | DG | 1 | 125 | 125 | CONSUMER | DEIS
265 | HTS-244 | SRI RICHARD JOSE LOBO, NO:10, TEMPLE ROAD, J.L.PURAM, MYSORE | [7 empty] | 1 | 160 | 160 | [14 empty] | CONSUMER | DEIS
266 | HTS-245 | M/S ZEUS BIOTECH LTD, PLOT NO:18 & 19, BELOGALA INDUSTRIAL AREA, METAGALLI , MYSORE | [7 empty] | 1 | 250 | 250 | [8 empty] | 1 | [5 empty] | CONSUMER | DEIS
267 | HTS-246 | SMT SULOCHNA , NO: 772, NEW KALIDASA ROAD, VIJAYNAGAR, 1ST STAGE, MYSORE | [7 empty] | 1 | 160 | 160 | [8 empty] | 1 | [5 empty] | CONSUMER | DEIS
268 | HTS-247 | SRI C.NARASEGOWDA (CHAIRMAN), NO:P2, B.N.V.K.HOSPITAL, J.C.S.T , E & F BLOCK, KUVEMPUNAGAR, MYSORE | [7 empty] | 1 | 315 | 315 | [10 empty] | DG | 1 | 200 | 200 | CONSUMER | DEIS
269 | HTS-248 | M/S MYSORE ROYAL ACADEMY, SY.NO:43/1, MAIDANAHALLI, YELWALA HOBLI, MYSORE | [7 empty] | 1 | 315 | 315 | [10 empty] | DG | 1 | 125 | 125 | CONSUMER | DEIS
270 | HTS-249 | M/S BHARATH AGRO FUELS, NO:48/1, 10TH KM, MYSORE-H.D.KOTE ROAD, CHOWDAHALLY, RAYANAKERE POST , MYSORE | [7 empty] | 1 | 250 | 250 | [14 empty] | CONSUMER | DEIS
271 | HTS-250 | M/S WATER WOODS & RESORTS PVT LTD, NO:19, KQARAPURA, N.BETHURU POST, H.D.KOTE TALUQ | [7 empty] | 1 | 100 | 100 | [10 empty] | DG | 1 | 82.5 | 82.5 | CONSUMER | DEIS
272 | [22 empty] | DG | 1 | 30 | 30 | CONSUMER | DEIS
273 | HTS-251 | M/S BOGGARAM SHETTY, PLOT NO: 75I & 75G, HOOTAGALLI INDUSTRAIAL AREA, MYSORE | [7 empty] | 1 | 250 | 250 | [14 empty] | CONSUMER | DEIS
274 | HTS-252 | SMT T.N.GEETHA, SUMUKHA INDUSTRIES, NO:64, F-4, HOOTGALLI INDUSTRILA AREA, MYSORE | [7 empty] | 1 | 250 | 250 | [8 empty] | 1 | [5 empty] | CONSUMER | DEIS
275 | HTS-253 | SMT GEETHA, HOTEL KALYANAI, NO:120/1, HEBBAL INDUSTRILA AREA, MYSORE | [7 empty] | 1 | 200 | 200 | [10 empty] | DG | 1 | 125 | 125 | CONSUMER | DEIS
276 | HTS-254 | M/S BIODIVERSITY BLOCK, UNIVERSITY ENGINEERING DIVISON, UNIVERSITY OF MYSORE, MYSORE | [7 empty] | 1 | 250 | 250 | [14 empty] | CONSUMER | DEIS
277 | HTS-255 | M/S INCHARA BREQUETTES & PALLETS , PLOT NO: 306,KIADB, HEBBAL I/A, MYSORE | [7 empty] | 1 | 250 | 250 | [14 empty] | CONSUMER | DEIS
278 | HTS-256 | MRS SUMANA, M/S KARAN POULTRY FARM, SY.NO: 48/1, 48/2, KAMARAHALLI, YELWALA HOBLI, MYSORE | [7 empty] | 1 | 100 | 100 | [14 empty] | CONSUMER | DEIS
279 | HTS-257 | SMT NALINI URS, M/S TVS AUTOMOBILE SOLUTIONS, NO:894, HINKAL VILLAGE, MYSORE | [7 empty] | 1 | 100 | 100 | [10 empty] | DG | 1 | 63 | 63 | CONSUMER | DEIS
280 | HTS-258 | THE COMMISSIONER, MYSORE URBAN DEVELOPMENT AUTHORITY , MYSORE | [7 empty] | 1 | 315 | 315 | [8 empty] | 1 | [5 empty] | CONSUMER | DEIS
281 | HTS-259 | SRI SRINIVAS, NO:72, SAHUKAR CHENNAIAH ROAD, SARASWATHIPURAM, MYSORE | [7 empty] | 1 | 200 | 200 | [14 empty] | CONSUMER | DEIS
282 | HTS-260 | SRI RAGHAVENDRA DHAVANAM, M/S EVERSET POLYMERS, NO:205/A, HEBBAL INDUSTRIAL AREA, MYSORE | [7 empty] | 1 | 250 | 250 | [14 empty] | CONSUMER | DEIS
283 | HTS-261 | SRI ALAGAPPAN A.R, NO:3, HINKAL, HUNSUR ROAD, MYSORE | [7 empty] | 1 | 200 | 200 | [10 empty] | DG | 1 | 160 | 160 | CONSUMER | DEIS
284 | HTS-262 | M/S LUNARS EXPORTS PVT LTD, NO:218, HEBBAL INDUSTRIALA AREA, MYSORE-18 | [7 empty] | 1 | 250 | 250 | [10 empty] | DG | 1 | 250 | 250 | CONSUMER | DEIS
285 | HTS-263 | M/S JAYARAM REDDY, NO:2, 3RD STAGE, KHB, J.T.KOPPALU, UDAYARVAI ROAD, MYSORE | [7 empty] | 1 | 100 | 100 | [8 empty] | 1 | [5 empty] | CONSUMER | DEIS
286 | HTS-264 | M/S NATIONAL EDUCATIONAL TRUST, NO:21, VIJAYANAGAR 2ND PAHSE, BOGADHI , MYSORE | [7 empty] | 1 | 250 | 250 | [10 empty] | DG | 1 | 125 | 125 | CONSUMER | DEIS
287 | [22 empty] | DG | 1 | 30 | 30 | CONSUMER | DEIS
288 | HTS-265 | SRI ABDUL GAFFER, CLASSIC INDUSTRIES, PLOT NO: 150/B, METAGALLI INDUSTRIAL AREA, MYSORE | [7 empty] | 1 | 250 | 250 | [14 empty] | CONSUMER | DEIS
289 | HTS-266 | THE ASSISTANAT EXECUTIVE ENGINEER, PRD SUB DIVISION, K R NAGAR, HT AT WATER TREATMENT PLANT , LAKKIKUPPE | [7 empty] | 1 | 63 | 63 | [14 empty] | CONSUMER | DEIS
290 | HTS-267 | THE ASSISTANAT EXECUTIVE ENGINEER, PRD SUB DIVISION, K R NAGAR, HT AT JACKWEL PLANT AT JAPADAKATTE | [7 empty] | 1 | 100 | 100 | [14 empty] | CONSUMER | DEIS
291 | HTS-268 | SRI BRIJESH URS, NO:145, KALIDASA ROAD, JAYALAKSHMIPURAM, MYSORE | [7 empty] | 1 | 250 | 250 | [14 empty] | CONSUMER | DEIS
292 | HTS-269 | THE ASSISTANT EXECUTIVE ENGINEER , PWD ELECTRICAL S/D, MYSORE INSTALLTION APPROVED INFOVOUR OF THE PRINCIPAL GOVERNMENT POLYTECHNINC COLLEGE, MIRLE, K R NAGAR TALUQ | [7 empty] | 1 | 250 | 250 | [14 empty] | CONSUMER | DEIS
293 | HTS-270 | THE ASSISTANT EXECUTIVE ENGINEER , PRE ELECTRICAL S/D, K R NAGAR , INSTALLTION AT KARTHANALU JACKWELL | [7 empty] | 1 | 63 | 63 | [14 empty] | CONSUMER | DEIS
294 | HTS-271 | THE ASSISTANT EXECUTIVE ENGINEER , PRE ELECTRICAL S/D, K R NAGAR , INSTALLTION AT KARTHANALU WATER TREATMENT PLANT , K R NAGAR TALUQ | [7 empty] | 1 | 63 | 63 | [14 empty] | CONSUMER | DEIS
295 | HTS-272 | SRI GUNASHEKARAN, "WORLD PEACE CENTER", SY.NO: 68/P-2, 69/(P), 70(P) KALALAVADI VILLAGE, JAYAPURA HOBLI, MYSORE TLAUQ | [7 empty] | 1 | 250 | 250 | [14 empty] | CONSUMER | DEIS
296 | HTS-273 | SRI K T JOSEPH, M/S MOUNT LITERA ZEE SCHOOL, KENCHALAGUDU VILLAGE, JAYAPURA HOBLI, MYSORE | [7 empty] | 1 | 100 | 100 | [14 empty] | CONSUMER | DEIS
297 | HTS-274 | M/S SUBHA PACAKAGINGS LTD, NO:215, HEBBAL INDUSTRIALM AREA, MYSORE | [7 empty] | 1 | 250 | 250 | [14 empty] | CONSUMER | DEIS
298 | HTS-275 | M/S THE PRINCIPAL , GOVERNMENT NATURE CURE AND YOGA HOSPITAL, K R S ROAD, METAGALLI, MYSORE | [7 empty] | 1 | 100 | 100 | [14 empty] | CONSUMER | DEIS
299 | HTS-276 | M/S K S DEVAPRAKASH & SMT SUSHEELANARAYAN, NO: 606, SECTOR BOGADHI, SY.NO: 19/1, 19/2A, RING ROAD, MYOSRE | [7 empty] | 1 | 250 | 250 | [10 empty] | DG | 1 | 125 | 125 | CONSUMER | DEIS
300 | HTS-277 | M/S TALUQ SOCIAL WELFARE OFFICER, TALUQ SOCIAL WELFARE DEPARTMENT , K R NAGAR TLAUQ, M/S KITTUR RANI CHENNAMMA RESIDENTIAL SCHOOL AT HEBSUR, K R NAGAR TALUQ | [7 empty] | 1 | 100 | 100 | [14 empty] | CONSUMER | DEIS
301 | HTS-278 | M/S TALUQ SOCIAL WELFARE OFFICER, TALUQ SOCIAL WELFARE DEPARTMENT , K R NAGAR TLAUQ, M/S MORARJI DESAI RESIDENTIAL SCHOOL AT SALIGRAMA ,K R NAGAR TALUQ | [7 empty] | 1 | 100 | 100 | [14 empty] | CONSUMER | DEIS
302 | HTS-279 | M/S TALUQ SOCIAL WELFARE OFFICER, TALUQ SOCIAL WELFARE DEPARTMENT , K R NAGAR TLAUQ, M/S MORARJI DESAI RESIDENTIAL SCHOOL AT ARAKERE ,K R NAGAR TALUQ | [7 empty] | 1 | 100 | 100 | [14 empty] | CONSUMER | DEIS
303 | HTS-280 | SRI T N SHASHIKUMAR, NO:100, GOKULAM, MYSORE | [7 empty] | 1 | 100 | 100 | [14 empty] | CONSUMER | DEIS
304 | HTS-281 | M/S VIJAYSHANKAR CONSTUCTION SPVT LTD, NO;15, VINAYAKANAGAR 1ST CROSS, 5TH BLOCK, JAYALAKSHMIPURAM, MYSORE | [7 empty] | 1 | 100 | 100 | [8 empty] | 1 |  | DG | 1 | 82.5 | 82.5 | CONSUMER | DEIS
305 | HTS-282 | SRI GOPINATH SHENOY, NO:12, VISHWAMANAVA DOUBLE ROAD, KUVEMPUNAGAR, MYSORE | [7 empty] | 1 | 250 | 250 | [14 empty] | CONSUMER | DEIS
306 | HTS-283 | THE ASSISTAMT EXECUTIVE ENGINEERS, PRE SUB DIVISION, K R NAGRA TALUQ, JACKWELL AT KAPPADI | [7 empty] | 1 | 63 | 63 | [14 empty] | CONSUMER | DEIS
307 | HTS-284 | THE ASSISTAMT EXECUTIVE ENGINEERS, PRE SUB DIVISION, K R NAGRA TALUQ, WTP AT SIDDANAKOPPALU | [7 empty] | 1 | 63 | 63 | [14 empty] | CONSUMER | DEIS
308 | HTS-285 | SRI KANTHARAJA URS, HEBBAL I/A, MYSORE | [7 empty] | 1 | 200 | 200 | [8 empty] | 1 |  | DG | 1 | 82.5 | 82.5 | CONSUMER | DEIS
309 | HTS-287 | SMT SHARDA , VIJAYANAGAR 1ST STAGE, NO.800/801, 1ST STAGE,VIJAYANAGAR, MYSORE -17,MYSORE | [7 empty] | 1 | 160 | 160 | [10 empty] | DG | 1 | 100 | 100 | CONSUMER | DEIS
310 | HTS-288 | THE SECREATRY , ST JOSEPH CENTRAL SCHOOL, YELWALA, HUNSUR ROAD, MYSORE | [7 empty] | 1 | 100 | 100 | [14 empty] | CONSUMER | DEIS
311 | HTS-289 | M/S THE DEAN, COLLEGE OF HORTICULTURE, YACHANAHALLI, YELWALA HOBLI, MYSORE | [7 empty] | 1 | 250 | 250 | [14 empty] | CONSUMER | DEIS
312 | HTS-290 | SRI JAMYONG JALSO,M/S AT COFFEE CURING WORKS, C/O S.L.N COFFEE PVT LTD, KOPPA VILLAGE, PERIYAPATNA TALUQ | [7 empty] | 1 | 315 | 315 | [10 empty] | DG | 2 | 125 | 250 | CONSUMER | DEIS
313 | HTS-291 | M/S ZEUS BIOTECH LTD, NO:64E, HOOTAGALLI I/A, MYSORE | [7 empty] | 1 | 250 | 250 | [10 empty] | DG | 1 | 100 | 100 | CONSUMER | DEIS
314 | HTS-292 | M/S THE PROPERITOR , M/S NEWS PRINTERS BANGALORE, , NO:103, 104, YADAVAGIRI INDUSTRILA AREA, MYSORE | [7 empty] | 1 | 250 | 250 | [10 empty] | DG | 1 | 200 | 200 | CONSUMER | DEIS
315 | HTS-293 | M/S ST JOSPEH SCOOL, VIJAYANAGAR 2ND STAGE, MYSORE | [7 empty] | 1 | 100 | 100 | [14 empty] | CONSUMER | DEIS
316 | HTS-294 | SRI PS REDDY S/O RANGAPPA REDDY , NO:64/1, HOSPITAL ROAD, JAYALAKSHMIPURAM, MYSURU | [7 empty] | 1 | 250 | 250 | [10 empty] | DG | 1 | 100 | 100 | CONSUMER | DEIS
317 | HTS-295 | SRI G SIAMBU SELVAN , M/S JAYSONS AGROTECH(P) LTD, NO:A-114, INDUSTRILA AREA, HEBBAL , MYSURU | [7 empty] | 1 | 250 | 250 | [8 empty] | 1 | [5 empty] | CONSUMER | DEIS
318 | HTS-296 | THE MANAGER, (TECH), CESCOM , CESC BUILDING SITE, CA SITE NO: CA-29, HINKAL,MYSURU | [7 empty] | 1 | 250 | 250 | [10 empty] | DG | 1 | 250 | 250 | CONSUMER | DEIS
319 | [22 empty] | SOLAR | 1 | 25 | 25 | CONSUMER | DEIS
320 | HTS-297 | M/S TALUQ SOCIAL WELFARE OFFICER, EKALAVYA MODEL RESIDENTAIL SCHOOL, SOLLEPURA, H D KOTE TLAUQ | [7 empty] | 1 | 100 | 100 | [14 empty] | CONSUMER | DEIS
321 | HTS-298 | SRI GNANASHANKAR , M/S VISHWA SHANTHI SAMSTHE , NO:P/8D, KAMAKSHI HOSPITAL ROAD, SARASWATHIPURAM, MYSURU | [7 empty] | 1 | 250 | 250 | [10 empty] | SOLAR | 1 | 25 | 25 | CONSUMER | DEIS
322 | HTS-299 | SRI G SRIDHAR , PLOT NO:442, SY NO: 143/P, HEBBAL INDUSTRILA ESTATE , MYSURU | [7 empty] | 1 | 315 | 315 | [14 empty] | CONSUMER | DEIS
323 | HTS-300 | M/S KITTURU RANI CHENNAMMA RESIDENTIAL SCHOOL, DHARMAPURA, HUNSUR TALUQ | [7 empty] | 1 | 100 | 100 | [14 empty] | CONSUMER | DEIS
324 | HTS-301 | SRI DAMODHAR B.JETHANI , MAA CAUVERY INC, NO:75 , M & O AND 75-K, PART-1, HOOTAGALLI INDUSTRIALA AREA, MYSURU | [7 empty] | 1 | 250 | 250 | [10 empty] | DG | 1 | 250 | 250 | CONSUMER | DEIS
325 | HTS-302 | THE SECREATRY, MYSURU DIOCESAN EDUCATIONAL SOCIETY, ST JOSEPH SCHOOL CAMPUS , JAYALAKSHMIPURAM, MSYURU | [7 empty] | 1 | 200 | 200 | [10 empty] | DG | 1 | 40 | 40 | CONSUMER | DEIS
326 | HTS-303 | SRI MAHENDRA KUMAR .S, NO:9/A, GOKULAM MAIN ROAD, JAYALAKSHMIPURAM, MYSURU | [7 empty] | 1 | 200 | 200 | [14 empty] | CONSUMER | DEIS
327 | HTS-304 | SRI RAGAVENDRA BHAT.B, NO:CH-29, 9TH MAIN, 3RD CROSS, SARASWATHIPURAM, MYSURU | [7 empty] | 1 | 160 | 160 | [14 empty] | CONSUMER | DEIS
328 | HTS-305 | THE CHIEF EXECUTIVE OFFICER, ZILLA PANCHAYAT MYSURU, INSTALLTION AT WATER TREATMENT PLAN TALUR CROSS, JAYAPURA HOBLI, MYSURU | [7 empty] | 1 | 160 | 160 | [14 empty] | CONSUMER | DEIS
329 | HTS-306 | SRI C HARISH KUMAR ,S.T.G CONCRETE PRODUCTS ,PLOT NO:368/3, HEBBAL INDUSTRIAL AREA, MYSURU | [7 empty] | 1 | 250 | 250 | [10 empty] | DG | 1 | 180 | 180 | CONSUMER | DEIS
330 | HTS-307 | M/S MANDOVI MOTORS PVT LTD, NO: NO:215/1, 217, & 217/1, BEHIND SUPREME BAJAJ, HUNSUR ROAD, MYSORE | [7 empty] | 1 | 250 | 250 | [10 empty] | DG | 1 | 125 | 125 | CONSUMER | DEIS
331 | HTS-308 | M/S. YASHASWI CONVENTION CENTER, HUNSUR ROAD, HINKAL, MYSORE. | [7 empty] | 1 | 250 | 250 | [10 empty] | DG | 1 | 140 | 140 | CONSUMER | DEIS
332 | [20 empty] | 1 |  | DG | 1 | 50 | 50 | CONSUMER | DEIS
333 | HTS-309 | EXECUTIVE ENGINEER, UNIVERSITY ENGINEER DIVISION, OPPOSITE TO FIRE BRIGADE, SARASWATHI PURAM, MYSORE-9. [SENETE BHAVAN] | [7 empty] | 1 | 100 | 100 | [10 empty] | DG | 1 | 63 | 63 | CONSUMER | DEIS
334 | HTS-310 | SRI S THAMMANN , M/S KARTHIK ENTERPRISES , PLOT NO: 306/C, OPP :HP GAS PLANT, HEBBAL INDISTRILA AREA, MYSURU | [7 empty] | 1 | 250 | 250 | [8 empty] | 1 | [5 empty] | CONSUMER | DEIS
335 | HTS-311 | SRI C KONDAIAH, NO:532, VIJAYANAGAR 1ST STAGE, MYSURU | [7 empty] | 1 | 100 | 100 | [14 empty] | CONSUMER | DEIS
336 | HTS-312 | THE COMMISSIONER , MYSURU CITY CORPORATION, JAYALAKSHMIPURAM WATER TANK, WARD NO:23, MYSURU | [7 empty] | 1 | 63 | 63 | [14 empty] | CONSUMER | DEIS
337 | HTS-313 | M.S.PLASTICS POLYMERS POLYWEAVERS PVT LTD, PLOT NO: 213, HEBBAL INDUSTRIAL AREA, MYSURU | [7 empty] | 1 | 315 | 315 | [14 empty] | CONSUMER | DEIS
338 | HTS-314 | HELLO MYSURU , PLOT NO: 64C, KOORGALLI, MYSURU-570018 | [7 empty] | 1 | 250 | 250 | [10 empty] | DG | 1 | 200 | 200 | CONSUMER | DEIS
339 | HTS-315 | THE CHIEF OFFICER , TOWN MUNCIPAL COUNCIL, KR NAGAR | [7 empty] | 1 | 250 | 250 | [14 empty] | CONSUMER | DEIS
340 | HTS-316 | VODAFONE SOUTH LTD, SY NO: 105/1, HARVE MALLARAJAPATNA VILLAGE, PERIYAPATNA TALUQ, MYSURU DISTRICT | [7 empty] | 1 | 250 | 250 | [10 empty] | DG | 2 | 82.5 | 165 | CONSUMER | DEIS
341 | HTS-317 | SMT BHARATHI , M/S GANESH FOOD PRODUCTS , NO:2/A, BELAGOLA INDUSTRILA AREA, MYSURU | [7 empty] | 1 | 250 | 250 | [14 empty] | CONSUMER | DEIS
342 | HTS-318 | SMT MANGALADEVI W/O RAVI BABU , M/S SRI CHAMUNDI BEVERAGES , NO:#153/135 , DALLALU KOPPALU , GADDDIGE ROAD , BILIKERE HOBLI , HUNSUR | [7 empty] | 1 | 250 | 250 | [14 empty] | CONSUMER | DEIS
343 | HTS-319 | THE COMMISSIONER , MYSURU CITY CORPORATION, MYSURU | [7 empty] | 1 | 250 | 250 | [14 empty] | CONSUMER | DEIS
344 | HTS-320 | SRI B S VEERUPAKSHA SETTY, AT NO: 837, VIJAYNAGAR, 1ST STAGE , JAYALAKSHMI PURAM, MYSUUR | [7 empty] | 1 | 100 | 100 | [14 empty] | CONSUMER | DEIS
345 | HTS-321 | M/S KRISHNA FORGINGS, PLOT NO 427/E, KIADB INDUSTRIAL AREA, HEBBAL MYSURU. | [7 empty] | 1 | 250 | 250 | [8 empty] | 1 | [5 empty] | CONSUMER | DEIS
346 | HTS-322 | SRI NITYANANDA P NITYOTSAVA RESIDENCY, G & H BLOCK, UDAYARAVI ROAD, KUVEMPUNGAR, MYSURU | [7 empty] | 1 | 100 | 100 | [10 empty] | DG | 1 | 62.5 | 62.5 | CONSUMER | DEIS
347 | HTS-323 | SMT SABIRA PARVEEN KHAN , NO:165& 165/A, GANGOTHRI LAYOUT , CHAMARAJA MOHALLA, MYSUUR | [7 empty] | 1 | 160 | 160 | [14 empty] | CONSUMER | DEIS
348 | HTS-324 | M/S K S RESORTS , NO:23& 24, BAVALI VILLAGE, D B GUPPE, H D KOTE TALUQ | [7 empty] | 1 | 100 | 100 | [14 empty] | CONSUMER | DEIS
349 | HTS-325 | M/S VASPAL PACAKAGING , NO:81, HEBBAL INDUSTRIAL ESTATE , MYSURU | [7 empty] | 1 | 160 | 160 | [14 empty] | CONSUMER | DEIS
350 | HTS-326 | SMT BHAGYA , 2ND STAGE, HEBBAL , SANKRTHI CIRCLE , MYSURU | [7 empty] | 1 | 160 | 160 | [14 empty] | CONSUMER | DEIS
351 | HTS-327 | SRI VENKATESH PRASAD H R , KATHA NO:5184, H D KOTE TOWN, MYSURU DISTRICT | [7 empty] | 1 | 100 | 100 | [14 empty] | CONSUMER | DEIS
352 | HTS-328 | SRI BALAJI ENTERPRISES PVT LTD, NO:560, NEW KANTHARAJAURS ROAD, T K LAYOUT, SARASWATHIPURAM, MYSURU | [7 empty] | 1 | 315 | 315 | [10 empty] | DG | 1 | 180 | 180 | CONSUMER | DEIS
353 | HTS-329 | SRI MONAJ KUMAR , PLOT NO: 20-A1, BELAGOLA INDUSTRIALA ESTATE, MYSURU | [7 empty] | 1 | 250 | 250 | [10 empty] | DG | 1 | 50 | 50 | CONSUMER | DEIS
354 | HTS-330 | THE COMMISSIONER , MYSURU CITY CORPORATION, JNNURUM PROJECT, DOCTORS CORNER, GOKULAM, MYSUUR | [7 empty] | 1 | 63 | 63 | [14 empty] | CONSUMER | DEIS
355 | HTS-331 | SRI H N NANDISH, NO:2447, 2ND STAGE, 17TH MAIN ROAD, VIJAYANAGAR, MYSURU | [7 empty] | 1 | 160 | 160 | [14 empty] | CONSUMER | DEIS
356 | HTS-332 | THE PRINCIPAL , KITTURU RANI CHENNAMMA MODEL RESIDENTIAL SCHOOL, ABBALATHI VILLAGE, PERIYAPATNA TALUQ, MSYURU DISTRICT | [7 empty] | 1 | 100 | 100 | [14 empty] | CONSUMER | DEIS
357 | HTS-333 | SRI S RAMESH, NO: 78, CA-02 & CA-03, HOOTAGALLY INDUSTRIAL AREA, MYSURU. | [7 empty] | 1 | 250 | 250 | [8 empty] | 1 | [5 empty] | CONSUMER | DEIS
358 | HTS-334 | SRI B P SURESH, 1ST STAGE, K BLOCK, ADHICHUNCHANAGAIRI ROAD, KUVEMPUNAGAR, MYSURU | [7 empty] | 1 | 250 | 250 | [10 empty] | DG | 1 | 125 | 125 | CONSUMER | DEIS
359 | HTS-335 | THE COMMISSIONER, CITY MUNCIPAL COUNCIL, HUNSUR | [7 empty] | 1 | 160 | 160 | [14 empty] | CONSUMER | DEIS
360 | HTS-336 | THE PRINCIPAL , MORARJI DESAI RESODENTIAL SCHOOL, SABBANAHALLI, BILIKERE HOBLI, HUNSUR TLAUQ, MYSURU DISTRICT | [7 empty] | 1 | 100 | 100 | [14 empty] | CONSUMER | DEIS
361 | HTS-337 | SRI DR B HARISH KUMAR, NO:20, 20/A, NEW NO: CH-44, 44/1, 44/2, 44/3, 7TH MAIN, SWIMMING POOL ROAD, SARASWATHIPURAM, MYSURU | [7 empty] | 1 | 100 | 100 | [14 empty] | CONSUMER | DEIS
362 | HTS-338 | THE COMMISSIONER, MUDA, MYSURU FOR BABU JAGJIVAN RAM BHAVAN, AT PADUVARAHALLI, V.V MOHALLA, MYSURU. | [7 empty] | 1 | 160 | 160 | [10 empty] | DG | 1 | 63 | 63 | CONSUMER | DEIS
363 | HTS-339 | THE AEE, MIS S/D, MARADHURU VILLAGE, HUNSUR TALUQ, MYSURU DISTRICT | [7 empty] | 1 | 250 | 250 | [14 empty] | CONSUMER | DEIS
364 | HTS-340 | SRI S GURUPPAJI , NO:77, KAMAKSHI HOSPITAL ROAD, SARASWATHIPURAM,MYSURU | [7 empty] | 1 | 250 | 250 | [14 empty] | CONSUMER | DEIS
365 | HTS-341 | M/S SHASHWATHI ENGINEERING , NO:70Z, HOOTAGLLI INDUSTRILA AREA, MYSURU | [7 empty] | 1 | 250 | 250 | [10 empty] | DG | 1 | 100 | 100 | CONSUMER | DEIS
366 | HTS-342 | THE SECREATRY, M/S L K MEMORIAL CHARITABLE TRUST, AT CA NO:1, UNIVERSITY LAYOUT, MYSURU | [7 empty] | 1 | 250 | 250 | [14 empty] | CONSUMER | DEIS
367 | HTS-343 | M/S MYSURU ORGANIC FARMS PVT LTD., AT NO. 317, SY NO: 87/A, DATTAGALLI, LINGABUDI PALYA ROAD, MYSURU. | [7 empty] | 1 | 250 | 250 | [14 empty] | CONSUMER | DEIS
368 | HTS-344 | M/S V2 SOFT PVT LTD., PLOT NO: 177, HEBBAL INDUSTRIAL AREA, MYSURU | [7 empty] | 1 | 250 | 250 | [10 empty] | DG | 1 | 200 | 200 | CONSUMER | DEIS
369 | HTS-345 | M/S EEE, MIS S/D, LIS AT MUKANAHALLY VILLAGE,HUNSUR TALUQ | [7 empty] | 1 | 315 | 315 | [10 empty] | DG | 1 | 200 | 200 | CONSUMER | DEIS
370 | HTS-346 | M/S MONDAVI MOTORS, NO: 2668, NEW NO: D-29, VINOBA ROAD, JAYALAKSHMIPURAM, MYSURU | [7 empty] | 1 | 200 | 200 | [10 empty] | DG | 1 | 125 | 125 | CONSUMER | DEIS
371 | HTS-347 | M/S ASSISTANT EXECUTIVE ENGINEER , PRE S/D, AT WTP PLANT , SALEKOPPLU , KR NAGAR TALUQ | [7 empty] | 1 | 250 | 250 | [10 empty] | DG | 1 | 125 | 125 | CONSUMER | DEIS
372 | HTS-348 | M/S ASSISTANT EXECUTIVE ENGINEER, PRE S/D, AT JACKWELL PLANT , RAMLINGESHWARA TEMPLE , CHUNCHANAKATTE VILLGE, KR NAGAR TALUQ | [7 empty] | 1 | 100 | 100 | [14 empty] | CONSUMER | DEIS
373 | HTS-349 | SRI HARISHA S/O LATE HANUMEGOWDA, NO: 56 & 57, C BLOCK, VIJAYANAGARA 3RD STAGE, MYSURU | [7 empty] | 1 | 100 | 100 | [14 empty] | CONSUMER | DEIS
374 | HTS-350 | SRI B. KRISHNAPRASAD & SRI MUKUNDPRASAD @ # 2767, NEW NO 4, TEMPLE ROAD, V.V MOHALLA, MYSURU. | [7 empty] | 1 | 250 | 250 | [14 empty] | CONSUMER | DEIS
375 | HTS-351 | SRI P VIKRAM, PLOT NO: 70 Z2, HOOTAGALLI INDUSTRIAL AREA, MYSURU | [7 empty] | 1 | 250 | 250 | [14 empty] | CONSUMER | DEIS
376 | HTS-352 | M/S FOOTTECH POLYMERS (INDIA) PRIVATE LIMITED, PLOT NO: 14-P-7, 3RD PHASE, INDUSTRIAL AREA KOORGALLI, MYSURU. | [7 empty] | 1 | 315 | 315 | [10 empty] | DG | 1 | 125 | 125 | CONSUMER | DEIS
377 | HTS-353 | SRI LATHA W/O MAHADEVA, SARASWATHI PLAZA, HUNSUR | [7 empty] | 1 | 315 | 315 | [14 empty] | CONSUMER | DEIS
378 | HTS-354 | SRI S GANANASHANKA, M/S NANDIKESWARA OFFSET PRINTERS, SHED NO:B-98, HEBBAL I/A, MYSURU | [7 empty] | 1 | 160 | 160 | [14 empty] | CONSUMER | DEIS
379 | HTS-355 | THE EEE, MOULYA BHAVAN, UOM, MYSURU | [7 empty] | 1 | 160 | 160 | [14 empty] | CONSUMER | DEIS
380 | HTS-356 | M/S AMBADI ENTERPRISES LTD, PLOT NO: 66/A, HEBBAL I/A, MYSURU | [7 empty] | 1 | 100 | 100 | [10 empty] | DG | 1 | 125 | 125 | CONSUMER | DEIS
381 | HTS-357 | THE SECREATRY, M/S L K MEMORIAL CHARITABLE TRUST, AT CA NO:1, UNIVERSITY LAYOUT, MYSURU | [7 empty] | 1 | 160 | 160 | [14 empty] | CONSUMER | DEIS
382 | HTS-358 | SRI SOMASHEKAR, M/S SHRI LAKSHMI TRADERS , PLOT NO: 89/P, SY NO: 199& 204, KOORGALLI I/A, MYSURU | [7 empty] | 1 | 160 | 160 | [14 empty] | CONSUMER | DEIS
383 | HTS-359 | M/S NOVEL TISSUES PVT LTD, NO:65A, KIADB INDUSTRILA AREA, HOOTAGALLI, MYSURU | [7 empty] | 1 | 160 | 160 | [10 empty] | DG | 1 | 40 | 40 | CONSUMER | DEIS
384 | HTS-360 | THE PRINCIPAL, GOVT AYURVEDIC MEICAL COLLEGE & HOSPITAL, PANCHAKARMA, MYSURU | [7 empty] | 1 | 250 | 250 | [14 empty] | CONSUMER | DEIS
385 | HTS-361 | SRI ASHWINI KUMAR HEMDEV, M/s PYRAMID PACKAGING, NO:101/4, K HEMMANAHALLI VILLAGE, GADDIGE ROAD, ILWALA HOBLI, MYSURU | [7 empty] | 1 | 250 | 250 | [14 empty] | CONSUMER | DEIS
386 | DGS-1 | SHANBA INDUSTRIES , NO: C31-32, METAGALLI INDUSTRIAL AREA, MYSORE | [20 empty] | DG | 1 | 82.5 | 82.5 | CONSUMER | DEIS
387 | DGS-2 | M/S.SHANTHI ENTERPRISES,NO.C-47-48,YADAVAGIRI INDL.AREA,MYSORE | [20 empty] | DG | 1 | 125 | 125 | CONSUMER | DEIS
388 | DGS-3 | M/S.UNIVERSITY LIBRARY,MANASAGANGOTRI,MYSORE-570006 | [20 empty] | DG | 1 | 82.5 | 82.5 | CONSUMER | DEIS
389 | DGS-4 | M/S.VINAY PRODUCTS,NO.110 HEBBAL INDL.AREA,MYSORE-16 | [20 empty] | DG | 1 | 82.5 | 82.5 | CONSUMER | DEIS
390 | DGS-5 | M/S.WOLLFRA - MOLY PRODUCTS,NO.C-39,HEBBAL INDL AREA,MYSORE - 16 | [20 empty] | DG | 1 | 125 | 125 | CONSUMER | DEIS
391 | DGS-6 | M/S.TURN WELL,NO.B-09,METAGALLI INDL.AREA,MYSORE -16 | [20 empty] | DG | 1 | 82.5 | 82.5 | CONSUMER | DEIS
392 | DGS-7 | M/S.UNIVERSITY PRINTING PRESS & SATAIONARY DEPOT, MANASAGANAGOPTHRI ,KANNADA PRASARANGA, UNIVERSITY PRINTING PRESS,HUNSUR ROAD,MYSORE | [20 empty] | DG | 1 | 125 | 125 | CONSUMER | DEIS
393 | DGS-8 | M/S GLOBE FOODS(P) LTD, NO:74-74S, HOOTGALLI INDUSTRIAL AREA, MYSORE-18 | [20 empty] | DG | 1 | 82.5 | 82.5 | CONSUMER | DEIS
394 | [22 empty] | DG | 1 | 63 | 63 | CONSUMER | DEIS
395 | DGS-9 | M/S DEEPAK TOOLS & HEAT TREATERS , NO:B-14, HEBBAL INDUSTRILA AREA, MYSORE-16 | [20 empty] | DG | 1 | 140 | 140 | CONSUMER | DEIS
396 | DGS-11 | M/S.HI-TECH CONDUCTORS (P) LTD,NO.A-113/1,HEBBAL INDL.AREA,MYSORE-16 | [18 empty] | 1 |  | DG | 1 | 125 | 125 | CONSUMER | DEIS
397 | DGS-12 | SRI VENTURESS LAND DEVELOPERS, GANORTHRI APPARTMENTS, PROFESSOR QUARTRES, MYSURU UNIVERSITY, BOGADHI ROAD, SARASWATHIPURAM,M MYSURU | [18 empty] | 1 |  | DG | 1 | 20 | 20 | CONSUMER | DEIS
398 | DGS-13 | M/S. S.A.PROPERTIES,NO.122/A, 1ST MAIN ROAD,YADAVAGIRI, MYSORE -20 | [18 empty] | 1 |  | DG | 1 | 40 | 40 | CONSUMER | DEIS
399 | DGS-14 | M/S CHANADRAKALA HOSPITAL , KLAIDASA ROAD, J.L.PURAM, MYSORE-12 | [16 empty] | 1 |  |  |  | DG | 1 | 100 | 100 | CONSUMER | DEIS
400 | [22 empty] | DG | 1 | 63 | 63 | CONSUMER | DEIS
401 | DGS-15 | M/S.K.P.ASSOCIATES,NO.65,A-3,HOOTAGALLI INDL.AREA,MYSORE | [20 empty] | DG | 1 | 63 | 63 | CONSUMER | DEIS
402 | DGS-16 | M/S.NEULITE PRODUCTS(P) LTD,NO.315A,HEBBAL INDL.AREA,MYSORE -16 | [20 empty] | DG | 1 | 63 | 63 | CONSUMER | DEIS
403 | DGS-17 | M/S KANNADIGARA PRAJANUDI, NO:1182, BOGADI ROAD,MYSORE -6 | [20 empty] | DG | 1 | 63 | 63 | CONSUMER | DEIS
404 | DGS-18 | M/S.A.J.POLYMERS (P) LTD,NO.1-F,HOOTAGALLI INDL.AREA,MYSORE - 18 | [18 empty] | 1 |  | DG | 1 | 125 | 125 | CONSUMER | DEIS
405 | DGS-19 | M/S.PRAJAPEETHA BRAMAKUMARI AISHWARYA VIDYALAYA,YADAVAGIRI,MYSORE-20 | [20 empty] | DG | 1 | 15 | 15 | CONSUMER | DEIS
406 | DGS-20 | M/S.DECO EQUIPMENTS (P) LTD,NO.C-38,HEBBAL INDL.AREA.MYSORE-16 | [20 empty] | DG | 1 | 82.5 | 82.5 | CONSUMER | DEIS
407 | DGS-21 | M/S.SRINIVASA ENGINEERING, NO.C-80, METAGALLI INDL.AREA,MYSORE -16 | [20 empty] | DG | 1 | 160 | 160 | CONSUMER | DEIS
408 | DGS-23 | M/S.ELITE PRODUCTS MYSORE,KRS ROAD,METAGALLI INDL.AREA,MYSORE -16 | [20 empty] | DG | 1 | 62.5 | 62.5 | CONSUMER | DEIS
409 | DGS-24 | M/SSAMART KALYANA MANATAP, NO:1, UDYARVAI ROAD, KUVEMPUNAGAR, MYSORE-23 | [20 empty] | DG | 1 | 63 | 63 | CONSUMER | DEIS
410 | DGS-25 | M/S.LAB LAND BIOTECH (P) LTD,KRS ROAD,MYSORE -16 | [20 empty] | DG | 1 | 63 | 63 | CONSUMER | DEIS
411 | DGS-26 | M/S MYSORE WI FILTRONICS (P) LTD, NO:1F-A, HOOTGALLI INDUSTRIAL AREA, MY | [18 empty] | 1 |  | DG | 1 | 82.5 | 82.5 | CONSUMER | DEIS
412 | DGS-27 | M/S.SRI.GOPI, SRIVARA MANSION, NO.430-31,2ND STAGE,GOKULAM CONTOUR ROAD,MYSORE-2 | [20 empty] | DG | 1 | 75 | 75 | CONSUMER | DEIS
413 | DGS-28 | M/S.CHERIYAN FRABRICATORS,NO.277N,HEBBAL INDL.AREA,MYSORE -18 | [20 empty] | DG | 1 | 82.5 | 82.5 | CONSUMER | DEIS
414 | DGS-29 | M/S.SRI.RAMAKRISHA VIDYALAYA,YADAVAGIRI, MYSORE -20 | [20 empty] | DG | 1 | 40 | 40 | CONSUMER | DEIS
415 | [20 empty] | 1 |  | DG | 2 | 15 | 30 | CONSUMER | DEIS
416 | DGS-30 | M/S.BRIDGE TRANQUIL ,NO.3111,NEWNO.D-4,3RD MAIN,YADAVAGIRI,MYSORE - 20 | [20 empty] | DG | 1 | 62.5 | 62.5 | CONSUMER | DEIS
417 | DGS-31 | M/S.KEMPEGOWDA CHOULTARY,BRINDVAN EXTENSION,MANJUNATHAPURA,MYSORE-15 | [20 empty] | DG | 1 | 63 | 63 | CONSUMER | DEIS
418 | DGS-32 | M/S.SHASWATHI PLASTICS, NO.265 - E, HEBBAL INDL.AREA,MYSORE - 18 | [20 empty] | DG | 1 | 82.5 | 82.5 | CONSUMER | DEIS
419 | DGS-33 | M/S.SHASWATHI PLASTICS, NO.277/C,UNIT-2, HEBBAL INDL.AREA,MYSORE - 18 | [20 empty] | DG | 1 | 82.5 | 82.5 | CONSUMER | DEIS
420 | DGS-34 | PETRO ENGINEERING AND APECILITIES PRODUCTS (I) PVT LTD, NO:C125, C126, YADAVGIRI INDUSTRILA AREA, MYSURU | [18 empty] | 1 |  | DG | 1 | 82.5 | 82.5 | CONSUMER | DEIS
421 | DGS-35 | M/S.VISHWA VASTHU BUILDERS & DEVELOPERS (P) LTD, NO.19\07, 2ND STAGE, JAYALAKSHMIPURAM,MYSORE-2 | [18 empty] | 1 |  | DG | 1 | 20 | 20 | CONSUMER | DEIS
422 | DGS-36 | M/S.PRAMUR BLOSSOMS APARTMENTS, NO.22/1-B, GOKULAM ROAD, JAYALAKSHMIPURAM, MYSORE-2 | [18 empty] | 1 |  | DG | 1 | 20 | 20 | CONSUMER | DEIS
423 | DGS-37 | M/S.HI- LAND PARK APARTMENTS OWNERS ASSOCIATION, NO.2848,6TH CROSS, V.V.MOHALLA, MYSORE-2(SHANTHINIKETHAN APPARTMENTS) | [18 empty] | 1 |  | DG | 1 | 30 | 30 | CONSUMER | DEIS
424 | DGS-38 | M/S.SANKALPA PRAKRUTHI, NO.D-5/3018, 2ND MAIN,PARAMAHAMSA ROAD,YADAVAGIRI, MYSORE - 20 | [18 empty] | 1 |  | DG | 1 | 20 | 20 | CONSUMER | DEIS
425 | DGS-39 | M/S.ROYAL OKAS APARTMENTS OWNERS ASSOCIATION, NO.2986, 3RD MAIN,V.V.MOHALLA,MYSORE -2 | [18 empty] | 1 |  | DG | 1 | 30 | 30 | CONSUMER | DEIS
426 | DGS-41 | M/S.MANASA DEVELOPERS, NO.2877, 6TH MAIN, 6TH CROSS,V.V.MOHALLA,MYSORE -2 | [20 empty] | DG | 1 | 35 | 35 | CONSUMER | DEIS
427 | DGS-42 | M/S.CUBS, NO.39/2, GOKULAM MAIN ROAD,MYSORE | [18 empty] | 1 |  | DG | 1 | 62.5 | 62.5 | CONSUMER | DEIS
428 | DGS-43 | M/S.PRIYADRASHINI GENERAL HOSPITAL, NO.13, 4TH CROSS, 7TH MAIN ROAD, BRINDVAN EXTENSION,MYSORE - 15 | [16 empty] | 1 |  | 1 |  | DG | 1 | 25 | 25 | CONSUMER | DEIS
429 | DGS-44 | M/S.SANKALPA JASMIN APARTMENT, NO.3124/B-11, IST MAIN, YADAVAGIRI, MYSORE - 20 | [18 empty] | 1 |  | DG | 1 | 20 | 20 | CONSUMER | DEIS
430 | DGS-45 | M/S.HEBITATE (P) LTD,SAIARPAN NO.2641, 5TH MAIN ROAD,V.V.MOHALLA, MYSORE -2 | [20 empty] | DG | 1 | 82.5 | 82.5 | CONSUMER | DEIS
431 | DGS-46 | M/S.SUPREEM PHARMACEUTICALS MYSORE (P) LTD, NO.429P, HEBBAL INDL.AREA,MYSORE - 16 | [20 empty] | DG | 1 | 75 | 75 | CONSUMER | DEIS
432 | DGS-47 | M/S.EXCEL PAR ELECTRONICS, NO. 292- B, HEBBAL INDL. AREA. MYSORE - 16 | [18 empty] | 1 |  | DG | 1 | 82.5 | 82.5 | CONSUMER | DEIS
433 | DGS-48 | M/S.PRAMUR BLUE BELL, NO.1118, 8TH MAIN, VINOBA ROAD, JAYALAKSHMIPURAM, MYSORE | [18 empty] | 1 |  | DG | 1 | 25 | 25 | CONSUMER | DEIS
434 | DGS-49 | M/S.PRAMUR BEGONIA, NO.2931/2, NEW NO.29, 5TH MAIN ROAD, V.V.MOHALLA, MYSORE | [20 empty] | DG | 1 | 25 | 25 | CONSUMER | DEIS
435 | DGS-50 | M/S KEY BOARD, NO: 79SPL, KIDC I/A, HEBBAL, MYSORE-16 | [20 empty] | DG | 1 | 63 | 63 | CONSUMER | DEIS
436 | DGS-51 | M/S.VIJAYA PRECISION DIES .NO:79/A, KRS ROAD,METAGALLI,MYSORE-16 | [18 empty] | 1 |  | DG | 1 | 82.5 | 82.5 | CONSUMER | DEIS
437 | DGS-52 | M/S.MEC - MAG (P) LTD, NO.46, KRS (HOTEL MAY FLOWER)ROAD,METAGALLI,MYSORE-16 | [18 empty] | 1 |  | DG | 1 | 62.5 | 62.5 | CONSUMER | DEIS
438 | DGS-53 | M/S.BRIGADE ELEGANCE,NO.33, 1ST. CROSS, JAYALAKSHMIPURAM, MYSORE | [20 empty] | DG | 1 | 82.5 | 82.5 | CONSUMER | DEIS
439 | DGS-54 | M/S.MYSORE DATTA POLYMERS (P) LTD, NO.B-75, METAGALLI INDL.AREA INDL.AREA, KRS ROAD,MYSORE -16 | [20 empty] | DG | 1 | 125 | 125 | CONSUMER | DEIS
440 | DGS-55 | M/S.PONA LAB ,NO.76,HEBBAL INDL.AREA, METAGALLI INDL.AREA, MYSORE - 16 | [20 empty] | DG | 1 | 125 | 125 | CONSUMER | DEIS
441 | DGS-56 | M/S.RAMU ASSOCIATES, NO. 427/K,PART-2, HEBBAL INDL.AREA,MYSORE - 16 | [20 empty] | DG | 1 | 82.5 | 82.5 | CONSUMER | DEIS
442 | DGS-57 | M/S.OMEGA ENGINEERS, NO.D-156, YADAVAGIRI INDL.AREA, MYSORE | [20 empty] | DG | 1 | 82.5 | 82.5 | CONSUMER | DEIS
443 | DGS-58 | M/S.R.K.INDUSTRIES, NO.68 - K, HOOTAGALLI INDL.AREA, MYSORE - 18 | [20 empty] | DG | 1 | 62.5 | 62.5 | CONSUMER | DEIS
444 | DGS-59 | M/S.R.R.ENTERPRISES, NO.64- D4, HOOTAGALLI, INDL.AREA, MYSORE | [18 empty] | 1 |  | DG | 1 | 62.5 | 62.5 | CONSUMER | DEIS
445 | DGS-60 | M/S.MCI DEVELOPERS (P) LTD, NO.83, KALIDASA ROAD,JAYALAKSHMIPURAM, MYOSRE -12 | [20 empty] | DG | 1 | 63 | 63 | CONSUMER | DEIS
446 | DGS-61 | M/S.SJCE (JSS) WOMENS HOSTEL, HOOTAGALLI, MYSORE -18 | [20 empty] | DG | 1 | 82.5 | 82.5 | CONSUMER | DEIS
447 | DGS-62 | M/S.RAYMONDS SHOP, NO.833, KANTHARAJA URS ROAD,MYSORE- 23 | [20 empty] | DG | 1 | 62.5 | 62.5 | CONSUMER | DEIS
448 | DGS-63 | M/S.KOTAK MAHINDRA BANK LTD, NO.2912/1, KANTHARAJA URS ROAD,SARASWATHIPURAM, MYSORE-9 | [20 empty] | DG | 1 | 75 | 75 | CONSUMER | DEIS
449 | DGS-64 | M/S.MAC MILLAN (I) LTD,NO.1016, PANCHAMANTRA ROAD, KUVEMPUNAGAR, MYSORE - 23 | [20 empty] | DG | 1 | 100 | 100 | CONSUMER | DEIS
450 | DGS-65 | M/S.AXIS BANK LTD, S.V.RESIDENCY, VISHWAMANAVA DOUBLE ROAD,KUVEMPUNAGAR, MYSORE-23 | [20 empty] | DG | 1 | 100 | 100 | CONSUMER | DEIS
451 | DGS-66 | M/S.PSR & SONS, 1ST MAIN,NO.54, KANTHARAJAURS ROAD,SARASWATHIPURAM,MYSORE-9 | [20 empty] | DG | 1 | 62.5 | 62.5 | CONSUMER | DEIS
452 | DGS-67 | SRI PATIL S, VASUDEV SERVICE STATION, NO:33, BELAVADI INDUSTRIALA AREA, MYSURU | [18 empty] | 1 |  | DG | 1 | 30 | 30 | CONSUMER | DEIS
453 | DGS-68 | M/S.S.A.PROPERTIES, NO.438, A & B BLOCK,VISHWAMANAVA DOUBLE ROAD,KUVEMPUNAGAR, MYSORE-23 | [18 empty] | 1 |  | DG | 1 | 20 | 20 | CONSUMER | DEIS
454 | DGS-69 | M/S.CHITRA APARTMENTS, NO.137 C.V.ROAD, YADAVAGIRI, MYSORE - 20 | [18 empty] | 1 |  | DG | 1 | 15 | 15 | CONSUMER | DEIS
455 | DGS-70 | M/S SANKALAPA SAPHIRE APARTMENTS OWNERS ASSOIACTION, NO:2776, 5TH MAIN ROAD, V V MOHALLA, MYSORE | [18 empty] | 1 |  | DG | 1 | 20 | 20 | CONSUMER | DEIS
456 | DGS-71 | M/S.ORCHID COURT OWNERS ASSOCIATION,CRUCH ROAD,YADAVAGIRI,MYSORE - 20 | [18 empty] | 1 |  | DG | 1 | 30 | 30 | CONSUMER | DEIS
457 | DGS-72 | M/S.BRIDGE REGAL APARTMENT OWNERS ASSOCIATION, NO.2910/D7, 3RD MAIN,V.V.MOHALLA,MYSORE -20 | [18 empty] | 1 |  | DG | 1 | 40 | 40 | CONSUMER | DEIS
458 | DGS-73 | SRI.M.B.NAGAKUMAR, M/S.PREMIER RICH WOOD, NO.2270/1, CHITRARANJAN MAHAL JAYALAKSHMIPURAM,MYSORE-12 | [18 empty] | 1 |  | DG | 1 | 35 | 35 | CONSUMER | DEIS
459 | DGS-74 | M/S.SANKALPA CHITANYA APART OWNERS ASSOCIATION, NO.507, VISHWAMANAVA DOUBLE ROAD,KUVEMPUNAGAR, MYSORE-23 | [18 empty] | 2 |  | DG | 1 | 20 | 20 | CONSUMER | DEIS
460 | DGS-75 | M/S.NAGARJUNA PRINCESS MANOR APARTMENT OWNERS ASSOCIATION,NO.2628/D-2, V.V.MOHALLA,MYSORE-20 | [18 empty] | 1 |  | DG | 1 | 62.5 | 62.5 | CONSUMER | DEIS
461 | DGS-76 | M/S.PRAMUR DAFFODILS,NO.28/1,1ST CROSS,15TH MAIN,JAYALAKSHMIPURAM,MYSORE-12 | [18 empty] | 1 |  | DG | 1 | 25 | 25 | CONSUMER | DEIS
462 | DGS-77 | M/S.BRIDGE PARKWAY, NO.2636,2ND MAIN, V.V.MOHALLA,MYSORE-20 | [18 empty] | 1 |  | DG | 1 | 40 | 40 | CONSUMER | DEIS
463 | DGS-78 | M/S.SANKALPA ORCHID, NO.2961, NEW NO.23, 5TH MAIN ROAD,V.V.MOHALLA,MYSORE-20 | [20 empty] | DG | 1 | 20 | 20 | CONSUMER | DEIS
464 | DGS-79 | M/S.LAKSHMI MODREN RICE MILL, HUYIGOWDANAHALLI,HUNSUR TQ | [20 empty] | DG | 1 | 63 | 63 | CONSUMER | DEIS
465 | DGS-80 | M/S VENKATESHWAR MODREN RICE MILL, HONNENAHALLI, HUNSUR TALUQ | [20 empty] | DG | 1 | 82.5 | 82.5 | CONSUMER | DEIS
466 | DGS-81 | M/S.SRI.MARUTHI RICE MILL, RATNAPURI,HUNSUR TQ | [20 empty] | DG | 1 | 75 | 75 | CONSUMER | DEIS
467 | DGS-82 | M/S SRI BASAVESHWARA RICE MILL, HARAVE, HUNSUR TALUQ | [20 empty] | DG | 1 | 62.5 | 62.5 | CONSUMER | DEIS
468 | DGS-83 | M/S.SIDDALINGESHAWARA RICE MILL, HUNDIMALA,HUNSUR TQ | [20 empty] | DG | 1 | 82.5 | 82.5 | CONSUMER | DEIS
469 | DGS-84 | M/S.SIDDALINGESHAWARA RICE MILL, RATNAPURI,HUNSUR TQ | [20 empty] | DG | 1 | 75 | 75 | CONSUMER | DEIS
470 | DGS-85 | SHAMBULINGESHWARA RICE MILL, HARAVE, HUSNUR TALUQ | [20 empty] | DG | 1 | 62.5 | 62.5 | CONSUMER | DEIS
471 | DGS-86 | M/S ICICI BANK LTD, KALIDASA ROAD, MYSORE-2 | [20 empty] | DG | 1 | 82.5 | 82.5 | CONSUMER | DEIS
472 | DGS-87 | M/S.SRI.SHIVA INDUSTRIES GEJJEAIAHNAVADDARAHUNDI,HUNSUR TQ | [20 empty] | DG | 1 | 75 | 75 | CONSUMER | DEIS
473 | DGS-88 | M/S.SRI.LAKSHMI RICE MILL, HOMMGARAHALLI, H.D.KOTE TQ | [20 empty] | DG | 1 | 82.5 | 82.5 | CONSUMER | DEIS
474 | DGS-89 | M/S THE MANAGER,RUCHI SOYA INDUSTRIES , NO :501, CHITRABANU ROAD, A & B BLOCK, KUVEMPUNAGAR, MYSURU DG AT BEECHANAHALLI PAM FARM | [20 empty] | DG | 1 | 62.5 | 62.5 | CONSUMER | DEIS
475 | DGS-90 | M/S.MUSTHAFA MODREN RICE BINNY MILL,BERYA, K.R.NAGAR TQ | [20 empty] | DG | 1 | 82.5 | 82.5 | CONSUMER | DEIS
476 | DGS-91 | M/S.SHAMBULINEGESHWARA RICE MILL,BERYA, K.R.NAGAR TQ | [20 empty] | DG | 1 | 82.5 | 82.5 | CONSUMER | DEIS
477 | DGS-92 | M/S.ADINARAYANA RICE MILL, CHENAMGERE VILLAGE,K.R.NAGAR TQ | [20 empty] | DG | 1 | 82.5 | 82.5 | CONSUMER | DEIS
478 | DGS-93 | M/S.H.K.G.N.SAW MILL, BERYA, K.R.NAGAR TQ | [20 empty] | DG | 1 | 62.5 | 62.5 | CONSUMER | DEIS
479 | DGS-94 | M/S.SHATHINATH RICE MILL, HAMPAPURA, K.R.NAGAR TQ | [20 empty] | DG | 1 | 82.5 | 82.5 | CONSUMER | DEIS
480 | DGS-95 | M/S.RAZKIYA RICE MILL, BERYA, K.R.NAGAR TQ | [20 empty] | DG | 1 | 82.5 | 82.5 | CONSUMER | DEIS
481 | DGS-96 | M/S.SRIKANTEHWARA MODREN RICE MILL, MANCHANAHALLI, K.R.NAGAR TQ | [20 empty] | DG | 1 | 82.5 | 82.5 | CONSUMER | DEIS
482 | DGS-97 | M/S.CAFE COFFE DAY, KAMPLAPURA, PERIYAPATNA TQ | [20 empty] | DG | 1 | 63 | 63 | CONSUMER | DEIS
483 | DGS-98 | M/S.RAI SONS BREEDERS, BREEDING FARM & HATCHRIES, BENAGAL, PERIYAPATNA TQ | [20 empty] | DG | 1 | 62.5 | 62.5 | CONSUMER | DEIS
484 | DGS-99 | M/S.SER JEY DRATSANG SERA MONASTIC UNIVERSITY,BYLAKUPPE, PRIYAPATNA TQ | [20 empty] | DG | 1 | 100 | 100 | CONSUMER | DEIS
485 | [22 empty] | DG | 1 | 63 | 63 | CONSUMER | DEIS
486 | DGS-100 | M/S.SERETHE MONASTRY,SERALAMA CAMP,BYLAKUPPE,PERIYAPATANA TQ | [20 empty] | DG | 1 | 125 | 125 | CONSUMER | DEIS
487 | DGS-101 | AGASTHAYA COFFE CURING WORKK, MALLINATHA PURA, P P ATNA TALUQ | [20 empty] | DG | 2 | 125 | 250 | CONSUMER | DEIS
488 | [22 empty] | DG | 1 | 20 | 20 | CONSUMER | DEIS
489 | DGS-102 | M/S.GANGADHARESWARA BINNY RICE MILL,SANGASHETTYHALLI,PERIYAPATNA TQ | [20 empty] | DG | 1 | 82.5 | 82.5 | CONSUMER | DEIS
490 | DGS-104 | M/S.SRI.MALIMAHADESHWARA SWAMY RICE MILL,PERIYAPATNA TQ | [20 empty] | DG | 1 | 82.5 | 82.5 | CONSUMER | DEIS
491 | DGS-105 | M/S.PENOR RIN POCHE CHARITY FOUNDATION, BYLAKUPPE, PERIYAPATNA TQ | [20 empty] | DG | 1 | 100 | 100 | CONSUMER | DEIS
492 | [22 empty] | DG | 1 | 82.5 | 82.5 | CONSUMER | DEIS
493 | [22 empty] | DG | 1 | 45 | 45 | CONSUMER | DEIS
494 | [22 empty] | DG | 1 | 20 | 20 | CONSUMER | DEIS
495 | DGS-106 | M/S.SRI.KODILINGESHWARA RICE MILL,KANAGAL, PERIYAPATNA TQ | [20 empty] | DG | 1 | 82.5 | 82.5 | CONSUMER | DEIS
496 | DGS-107 | M/S.TIBETEN FEEDS, B.M.ROAD,BYLAKUPPE, PERIYAPATNA TQ | [20 empty] | DG | 1 | 82.5 | 82.5 | CONSUMER | DEIS
497 | DGS-108 | MANAGER,RELIANCE WEB STORES , NO:2813, 10TH CROSS, KALIDASA ROAD, VV MOHALLA, MYSUUR | [18 empty] | 1 |  | DG | 1 | 63 | 63 | CONSUMER | DEIS
498 | DGS-109 | M/S.PNG ASSOCIATES,NO.28, 4TH MAIN 3RD BLOCK,J.L.PURAM,MYSORE-12(GOOD TOUCH MAINSION APARTMENT) | [20 empty] | DG | 1 | 20 | 20 | CONSUMER | DEIS
499 | DGS-110 | M/S HINDUSTAN SPRING MANUFATURING CO LTD, NO.C11-112,YADAVAGIRI I/A,MYSORE | [20 empty] | DG | 1 | 125 | 125 | CONSUMER | DEIS
500 | DGS-112 | M/S.INCHAMATIC GEARS(P) LTD,NO.C-15,KSSIDC I/A, METAGALLI, MYSORE-16 | [20 empty] | DG | 1 | 63 | 63 | CONSUMER | DEIS
501 | DGS-114 | M/S.UGAMA ENTERPRISES, NO.265-P, HEBBAL I/A, MYSORE-18 | [20 empty] | DG | 1 | 63 | 63 | CONSUMER | DEIS
502 | DGS-115 | M/S CAFÉ CAFFEE DAY NO:2813, 10TH CROSS, KALIDASA ROAD, VV MOHALLA, MYSORE-2 | [20 empty] | DG | 1 | 45 | 45 | CONSUMER | DEIS
503 | DGS-116 | M/S GREEN LEAF FOOD COURT NO:2813, 10TH CROSS, KALIDASA ROAD, VV MOHALLA, MYSORE | [20 empty] | DG | 1 | 63 | 63 | CONSUMER | DEIS
504 | DGS-117 | M/S RELIANCE RETAIL LTD, NO:86/3A, PANCHAVATI CIRCLE, KALIDASA ROAD, JL PURAM MYSORE-12 | [20 empty] | DG | 1 | 62.5 | 62.5 | CONSUMER | DEIS
505 | DGS-118 | M/S RELIANCE VISION, EXPRESS PVT LTD, NO:661, GROUND FLOOR VISHWAMANAVA DOUBLE ROAD, SS PURAM, MYSORE-9 | [18 empty] | 1 |  | DG | 1 | 15 | 15 | CONSUMER | DEIS
506 | DGS-119 | M/S SHOBHITH DEVELOPERS, MADHUVANA NO:17, BRUNDHAVAN NAGAR KRS ROAD, MYSORE-15 | [20 empty] | DG | 1 | 25 | 25 | CONSUMER | DEIS
507 | DGS-120 | M/S RLB ENTERPRISES, NO:66K, HOOTGALLI I/A, MYSORE-18 | [20 empty] | DG | 1 | 62.5 | 62.5 | CONSUMER | DEIS
508 | DGS-121 | M/S SRIBHAVASAR, KSHATRIYA MANDALI CA NO:15A, BLOCK LAYOUT VIJAYANAGAR 3RD STAGE, MYSORE-17 | [20 empty] | DG | 1 | 82.5 | 82.5 | CONSUMER | DEIS
509 | DGS-122 | M/S SUMUKA ENGG, NO:274/D HEBBAL I/A, MYSORE-18 | [20 empty] | DG | 1 | 125 | 125 | CONSUMER | DEIS
510 | DGS-123 | M/S DHANALAXMI BANK, GROUND FLOOR, NO:14, 4TH MAIN, 8TH CROSS, KAMAKSHI HOSPITAL ROAD, SS PURAM MYSORE-9 | [20 empty] | DG | 1 | 50 | 50 | CONSUMER | DEIS
511 | DGS-124 | M/S SAMPOORANA FARMS, KM HALLI MYSORE | [20 empty] | DG | 1 | 62.5 | 62.5 | CONSUMER | DEIS
512 | DGS-125 | M/S SARATHI ENGINEERIING WORKS NO:65,-F3-F4, 2ND MAIN, 3RD CROSS, HOOTAGALLI I/A. MYSORE-18 | [20 empty] | DG | 1 | 62.5 | 62.5 | CONSUMER | DEIS
513 | DGS-126 | M/S SRI BAHUBALI MADREN RICE MILL, SALIGRAMA KRS NAGAR | [20 empty] | DG | 1 | 82.5 | 82.5 | CONSUMER | DEIS
514 | DGS-128 | M/S POMRA KHANGSTEN CULTURAL INSTITUTION ASSOCITAION, MONASTIC UNIVERSITY BYLUKUPPE PP | [20 empty] | DG | 1 | 82.5 | 82.5 | CONSUMER | DEIS
515 | DGS-129 | M/S SRI NAJUDESHWAR RICE MILL, KESTUR KR NAGAR | [20 empty] | DG | 1 | 125 | 125 | CONSUMER | DEIS
516 | DGS-130 | M/S GJ ENGINEERING , NO:C81, METAGALLI I/A, MYSORE-16 | [18 empty] | 1 |  | DG | 1 | 63 | 63 | CONSUMER | DEIS
517 | DGS-131 | SRI SRIKANTH DAS, NO:434, CONTOOUR ROAD, GOKULAM 3RD STAGE, DEVERAJ MOHALLA, MYSORE | [18 empty] | 1 |  | DG | 1 | 50 | 50 | CONSUMER | DEIS
518 | DGS-132 | SRI M N NAGARAJU, MNR ARCADE, NO: 106, 2ND STAGE, SRIRAMPURA, MYSORE | [18 empty] | 1 |  | DG | 1 | 25 | 25 | CONSUMER | DEIS
519 | DGS-133 | M/S RAJALAKSHMI APARTMENT, NO:D20, KALIDASA ROAD, JL PURAM MYSORE-12 | [20 empty] | DG | 1 | 15 | 15 | CONSUMER | DEIS
520 | DGS-134 | THE SECRETARY, PRCF INSTITUTE GOLDEN TEMPLE BYLAKUPPE PP-04 | [18 empty] | 1 |  | DG | 1 | 100 | 100 | CONSUMER | DEIS
521 | DGS-135 | M/S SANKALPA DAFFODILS, VV MOHALLA, MYSORE-02 | [20 empty] | DG | 1 | 20 | 20 | CONSUMER | DEIS
522 | DGS-136 | M/S THRISHUL ENGINEERING, NO:A8/1, CMT 2, I/E KRS ROAD, METAGALLI POST MYSORE | [20 empty] | DG | 1 | 63 | 63 | CONSUMER | DEIS
523 | DGS-137 | M/S SONA ELECTRICALS, NO:374, NEW KALIDASA ROAD, V NAGAR 1STAGE MYSORE-17 | [18 empty] | 1 |  | DG | 1 | 15 | 15 | CONSUMER | DEIS
524 | DGS-138 | SRI SADIQ SHARIFF, M/S GEMSTAR PROPERTIES, NO:174/A, YADAVAGIRI 2ND MAIN ROAD, DEVARAJ MOHALLA, MYSORE | [20 empty] | DG | 1 | 30 | 30 | CONSUMER | DEIS
525 | DGS-139 | SRI N LOKESH, M/S SURAKSHA RESIDENCY, JN COMPLEX, NEAR AISHWARYA PETROL BUNK, HUNSUR MYSORE | [20 empty] | DG | 1 | 63 | 63 | CONSUMER | DEIS
526 | DGS-140 | THE MANAGER , M/S KSRTC WORK SHOP, KUVEMPUNAGAR DEPO, MYSORE | [18 empty] | 1 |  | DG | 1 | 62.5 | 62.5 | CONSUMER | DEIS
527 | DGS-141 | M/S S.M.R.GLORY, NO:02-A, 11TH MAIN, HEBBAL 1ST STAGE, MYSORE | [18 empty] | 1 |  | DG | 1 | 30 | 30 | CONSUMER | DEIS
528 | DGS-142 | M/S FOUR SQUARE IRIS APPARTMENT , NO:49/1, 1ST MAIN, YADAVAGIRI, MYSORE -20 | [20 empty] | DG | 1 | 15 | 15 | CONSUMER | DEIS
529 | DGS-143 | M/S SRI V.SRIDHAR, M/S S.V.S.ENTERPRISES, NO:145, YADAVAGIRI I/A, MYSORE | [20 empty] | DG | 1 | 82.5 | 82.5 | CONSUMER | DEIS
530 | DGS-144 | M/S VIP INNOVATIVE SOLUTIONS, YADAVAGIRI I/A, MYSORE | [20 empty] | DG | 1 | 50 | 50 | CONSUMER | DEIS
531 | [22 empty] | DG | 1 | 40 | 40 | CONSUMER | DEIS
532 | DGS-145 | M/S SRI VINAYAKA RICE MILL, SHANABOGANA VILLAGE, DODDAKAMARAVALLI POST, PERIYAPATNA TALUQ | [20 empty] | DG | 1 | 82.5 | 82.5 | CONSUMER | DEIS
533 | DGS-146 | SRI NANJUNDESHWARA RICE MILL, SULE KOTE, PERIYAPATNA, MYSORE | [20 empty] | DG | 1 | 82.5 | 82.5 | CONSUMER | DEIS
534 | DGS-147 | M/s THOUGHT FOCUS INFORMATION TECHNOLOGIES PVT LTD., SITE NO:7, DOOR NO:2912, NEW NO:CH 57, NEW KHANTHARAJ URS ROAD, MYSURU | [20 empty] | DG | 1 | 160 | 160 | CONSUMER | DEIS
535 | DGS-148 | SRI RAVI KUMAR, NO:1353, MARYUTHI COMPLEX, 13TH CROSS, NEAR WATER TANK, 2ND MAIN, VIJAYANAGAR 2ND STAGE, MYSURU | [20 empty] | DG | 1 | 62.5 | 62.5 | CONSUMER | DEIS
536 | DGS-149 | M/S P.C.P.ELECTRONICS PVT LTD, NO:191, HEBBAL I/A, MYSORE | [18 empty] | 1 |  | DG | 1 | 125 | 125 | CONSUMER | DEIS
537 | DGS-150 | M/S RENISSANCE SUGAMA, NO:27, 2ND MAIN, V.V.MOHALLA, OPP NIRMALA CONVENT, MYSORE | [20 empty] | DG | 1 | 40 | 40 | CONSUMER | DEIS
538 | DGS-151 | M/S MARUTHI FARM, NO:105-122/3, GOLLANBEEDU, HAMPAPURA HOBLI, H.D.KOTE TALUQ (C/O NO:314, 10TH CROSS, A1 BLOCK, 3RD STAGE, VIJAYANAGAR, MYSURU-17) | [20 empty] | DG | 1 | 100 | 100 | CONSUMER | DEIS
539 | DGS-152 | M/S KAYNES TECHNOLOGY PVT LTD, NO:3391, HEBBAL I/A, MYSORE | [20 empty] | DG | 1 | 125 | 125 | CONSUMER | DEIS
540 | DGS-153 | M/S SRI NANJUNDESHWARA RICE MILL, KRISHNAPURA (DODDEKOPPLU), HUNSUR TLAUQ | [20 empty] | DG | 1 | 82.5 | 82.5 | CONSUMER | DEIS
541 | DGS-154 | M/S VIJAYALAXMI WOOD INDUSTRIES, K.R.NAGAR ROAD, HUNSUR | [20 empty] | DG | 1 | 62.5 | 62.5 | CONSUMER | DEIS
542 | DGS-155 | M/S KALPATHARU, NO-U-76, HOOTAGALLI I/A, MYSORE | [20 empty] | DG | 1 | 62.5 | 62.5 | CONSUMER | DEIS
543 | DGS-156 | M/S HARSHA HOSPITAL, KUVEMPUNAGAR DOUBLE ROAD, MYSORE-23 | [20 empty] | DG | 1 | 10 | 10 | CONSUMER | DEIS
544 | DGS-157 | M/S THE DIRECTOR, SOS TIBETEIAN CHILDREN VILLAGE, BYLAKUPPE | [20 empty] | DG | 2 | 25 | 50 | CONSUMER | DEIS
545 | [22 empty] | DG | 1 | 15 | 15 | CONSUMER | DEIS
546 | [22 empty] | DG | 1 | 12.5 | 12.5 | CONSUMER | DEIS
547 | [22 empty] | DG | 1 | 10 | 10 | CONSUMER | DEIS
548 | [20 empty] | 1 |  | DG | 3 | 5 | 15 | CONSUMER | DEIS
549 | DGS-158 | SRI C.RAVI , NO:3073/1, NEW NO: 04, SITE NO:63, VIVEKANANDA ROAD, YADAVAGIRI , DEVERAJA MOHALLA, MYSORE | [20 empty] | DG | 1 | 20 | 20 | CONSUMER | DEIS
550 | DGS-159 | M/S R.A.FITNESS SOLUTIONS(P) LTD, NO:1, 1ST & 2ND FLOOR, GOKULAM ROAD, J.L.PURAM, MYSORE-12 | [20 empty] | DG | 1 | 180 | 180 | CONSUMER | DEIS
551 | DGS-160 | M/S SRI P.S.REDDY, NO:2826, 10TH CROSS, V.V.MOHALLA, MYSORE-2 | [20 empty] | DG | 1 | 62.5 | 62.5 | CONSUMER | DEIS
552 | [22 empty] | DG | 1 | 20 | 20 | CONSUMER | DEIS
553 | DGS-161 | M/S N.RANGARAO & SON'S, NO: 145/1, 146/1, SRIRAMPURA , MANANDAVADI ROAD, MYSORE | [20 empty] | DG | 1 | 62.5 | 62.5 | CONSUMER | DEIS
554 | DGS-162 | M/S VIVEKA SOCIAL CLUB, SRIRAMPURA, 2ND STAGE, SBM COLONY, MYSORE -8 | [18 empty] | 1 |  | DG | 1 | 63 | 63 | CONSUMER | DEIS
555 | DGS-163 | M/S LAJAVANTHI SUDHANAVA, NO:4, AYYAJAYYANAHUNDI, DATAGALLI, MYSORE -22 | [20 empty] | DG | 1 | 50 | 50 | CONSUMER | DEIS
556 | DGS-164 | SRI GOPAL SWAMY, NO:2996/B-2996/1, 7TH CROSS, KALIDASA ROAD, V V MOHALLA, MYSORE | [20 empty] | DG | 1 | 40 | 40 | CONSUMER | DEIS
557 | DGS-165 | M/S HALDEN VENTURERS , NO:42, KALIDASA ROAD, ASHRAM ROAD, MYSORE-570002 | [20 empty] | DG | 1 | 63 | 63 | CONSUMER | DEIS
558 | DGS-166 | M/S VIOM NETWORKS LTD, NO: 2742/1A, NEW NO: D5/A, 5TH MAIN ROAD, V.V.PURAM, MYSORE02 | [20 empty] | DG | 1 | 63 | 63 | CONSUMER | DEIS
559 | DGS-167 | M/S SARSAWATHI CONVENTION HALL, HOOTAGALLI, MYSORE | [20 empty] | DG | 1 | 82.5 | 82.5 | CONSUMER | DEIS
560 | DGS-168 | SRI VASAVI BOARDS, SY.NO:254/1, 254/9, BASALAPURA GATE, KAMPALAPURA, PERIYAPATNA TALUQ | [20 empty] | DG | 1 | 82.5 | 82.5 | CONSUMER | DEIS
561 | DGS-169 | THE MANAGING TRUSTEE, DIVYA ROOPA KALYANA MANTAPA, SITE NO:13, VIJAYANAGAR 2ND STAGE,MYSORE | [20 empty] | DG | 1 | 125 | 125 | CONSUMER | DEIS
562 | DGS-170 | M/S TRIPHASE PHARMACEUTICALS , NO: 429, HEBBAL INDUSTRIALA AREA, METAGALLI INDUSTRIAL AREA, MYSORE | [20 empty] | DG | 1 | 100 | 100 | CONSUMER | DEIS
563 | DGS-172 | SHASHWATI PLASTICS,NO: 97/C, BELAGOLA INDUSTRIAL AREA, MYSORE-16. | [18 empty] | 1 |  | DG | 1 | 100 | 100 | CONSUMER | DEIS
564 | DGS-173 | SRI BALAJI SRINIVASAN, NO:3995/6, 9TH MAIN ROAD, KANAKADASA NAGAR, DATAGALLI 3RD STAGE, MYSORE | [20 empty] | DG | 1 | 30 | 30 | CONSUMER | DEIS
565 | DGS-174 | M/S S.S..SAW MILL, OLD NO: 1047/1, NEW NO: 1669, 1049/1671/4, OLD MC ROAD, HUNSUR TOWN, | [18 empty] | 1 |  | DG | 1 | 62.5 | 62.5 | CONSUMER | DEIS
566 | DGS-175 | M/S SHANTINEKETHAN HOUSING FOUNDADTIONS, NO:140, FIRST MAIN ROAD, YADAVAGIRI, MYSORE | [20 empty] | DG | 1 | 25 | 25 | CONSUMER | DEIS
567 | DGS-176 | M/S BALAJAI AUTOMOBILES , PALACE HONDA , SARASWATHIPURAM, MYSORE C/O NEW MUSLIUM HOSTEL | [20 empty] | DG | 1 | 25 | 25 | CONSUMER | DEIS
568 | DGS-177 | M/S SKILL TECH ENGINEERS & CONTRACTORS PVT LTD, C/O NEW MUSLIUM HOSTEL, ?NO:2904, CH-97, 2ND FLOOR, 1ST MAIN ROAD, NEW KANATAHRAJAURS ROAD, MYSORE | [20 empty] | DG | 1 | 40 | 40 | CONSUMER | DEIS
569 | DGS-178 | M/S P S REDDY , NO:76, BLOCK-2, 5TH MAIN, V V MOHALLA, MYSORE | [18 empty] | 1 |  | DG | 1 | 15 | 15 | CONSUMER | DEIS
570 | DGS-179 | M/S SANKALPA PEARL, NO:2984, 3RD MAIN ROAD, V V MOHALLA, MYSORE | [20 empty] | DG | 1 | 20 | 20 | CONSUMER | DEIS
571 | DGS-180 | M/S THE SECREATRY, DZONGAR CHODE COLLEGE, MAHAYAN BUDDHIST CULTURAL ASSOCIATION, GURUPURA, MYSORE DISTRICT | [20 empty] | DG | 1 | 82.5 | 82.5 | CONSUMER | DEIS
572 | DGS-181 | M/S BANDANTHAMMA KALAMMA TEMPLE TRUST, NEW KANTHARAJA URS ROAD, K G KOPPALU, KUVEMPNAGAR, MYSORE( TEMPLE) | [20 empty] | DG | 1 | 82.5 | 82.5 | CONSUMER | DEIS
573 | DGS-182 | M/S SPRITUAL PRODUCTS (P) LTD, N0: C9 & C10, YADAVAGIRI INDIUSTRIALA AREA, MYSORE | [20 empty] | DG | 1 | 62.5 | 62.5 | CONSUMER | DEIS
574 | DGS-183 | THE PRINCIPAL, M/S GYUDMEND /MONASTIC SCHOOL FOR HIGHER STUDIES AND PRACTISE IN SUTRA AND TANTRA, GURUPURA, HUNSUR TALUQ | [20 empty] | DG | 1 | 100 | 100 | CONSUMER | DEIS
575 | DGS-184 | M/S PAKV ACHARYA CHARITABLE TRUST, DATAGALLI 2ND STAGE, MYSORE | [20 empty] | DG | 1 | 62.5 | 62.5 | CONSUMER | DEIS
576 | DGS-185 | M/S ADVAITH MOTORS PVT LTD, ADAVITH JCB, NO:363, HEBBAL I/A, MYSORE | [20 empty] | DG | 1 | 82.5 | 82.5 | CONSUMER | DEIS
577 | DGS-186 | M/S SRI C K SUBBAIAH & OTHERS , NO:421, NEW NO: CH-17, 11TH MAIN, 1ST CROSS, SARSWATHIPURAM, MYSORE | [18 empty] | 1 |  | DG | 1 | 50 | 50 | CONSUMER | DEIS
578 | DGS-187 | SRI B LOKESH, NO: 377/4, M/S SOCIAL WELFARE AND HOUSING CO-OPERATIVE SOCIETY LTF, NIVEIDTHA NAGAR, MYSORE | [20 empty] | DG | 1 | 25 | 25 | CONSUMER | DEIS
579 | [22 empty] | SOLAR | 1 | 15 | 15 | CONSUMER | DEIS
580 | DGS-188 | M/S G T ENTERPRISES, G T TOWERS, NO:6 & 7, KSSIDC I/A, HEBBAL , MYSORE-16 | [20 empty] | DG | 1 | 62.5 | 62.5 | CONSUMER | DEIS
581 | DGS-189 | M/S TRINETRA SUPER RETAIL PVT LTD, NO:771, GROUND FLOOR, KALIDASA ROAD, 1ST STAGE, VIJAYANAGAR, MYSURU | [18 empty] | 1 |  | DG | 1 | 25 | 25 | CONSUMER | DEIS
582 | DGS-190 | SMT PUSHPA GANAPATHI , NO:123, 3RD STAGE, GOKULAM, MYSORE | [20 empty] | DG | 1 | 30 | 30 | CONSUMER | DEIS
583 | DGS-191 | M/S SHREE ASHIRWAD , NO:B145, HEBBAL INDUSTRILA ESTATE, MYSORE-16 | [20 empty] | DG | 1 | 62.5 | 62.5 | CONSUMER | DEIS
584 | DGS-192 | M/S SERAMEY DRASTANG UNIFIED FOOD FUND , SERS MONASTIC UNIVERSITY, BYLAKUPPE VILLAGE, PERIYAPATNA TALUQ | [20 empty] | DG | 1 | 30 | 30 | CONSUMER | DEIS
585 | DGS-193 | M/S SERAMEY SOCIUAL SERVICE SOCIETY, SERA MONASTIC UNIVERSITY , BYLAKUPPE VILLAGE, PERIYAPATN ATALUQ | [20 empty] | DG | 1 | 50 | 50 | CONSUMER | DEIS
586 | DGS-194 | M/SDIVISONAL CONTROLLER , KSRTC MCTD, VIJAYANAGAR 4TH STAGE, MYSORE | [18 empty] | 1 |  | DG | 1 | 62.5 | 62.5 | CONSUMER | DEIS
587 | DGS-195 | M/S VALUE DESIGN BUILD PVT LTD, "VDB MINT" , NO: 19/2, HT ROAD, DATAGLLI, RAMAKRISHNA NAGAR, MYSORE | [20 empty] | DG | 1 | 25 | 25 | CONSUMER | DEIS
588 | DGS-196 | M/S H P VENTURERS (SNAP FITNESS), CA NO:1, NEW KANTHRAJAURS ROAD, KUVEMPUNAGAR, MYSORE | [18 empty] | 2 |  | DG | 1 | 62.5 | 62.5 | CONSUMER | DEIS
589 | DGS-197 | M/S SUN REALITY DEVELOPERS , ABODHAYA APPARTMENTS, KERGALLI, MYSORE | [20 empty] | DG | 1 | 30 | 30 | CONSUMER | DEIS
590 | DGS-198 | M/S WORTHY ENGINEERING , NO:19/1A, HOOTAGALLI I/A, BELAVADI POST, MYSORE | [20 empty] | DG | 1 | 62.5 | 62.5 | CONSUMER | DEIS
591 | DGS-199 | THE SECREATRY, VIDYAVARDHAKA SANGAH,BOYS HOSTEL, MYSORE | [18 empty] | 1 |  | DG | 1 | 125 | 125 | CONSUMER | DEIS
592 | DGS-200 | M/S SANKALPA DIVYA ROOPA, ADIPAMPA ROAD, V V MOHALLA, MYSORE | [18 empty] | 1 |  | DG | 1 | 20 | 20 | CONSUMER | DEIS
593 | DGS-201 | SMT SANDHYA RANI , NO: 1293, G & H BLOCK, KUVEMPUNAGAR, MYSURU | [20 empty] | DG | 1 | 25 | 25 | CONSUMER | DEIS
594 | DGS-202 | M/S ARADHYA CONCRETE PRODUCTS,MYSORE . | [20 empty] | DG | 1 | 50 | 50 | CONSUMER | DEIS
595 | DGS-203 | M/S SRI LAXMI VENKATARAMANASWAMY TEMPLE TRUST,V.V.MOHALLA, MYSORE | [20 empty] | DG | 1 | 30 | 30 | CONSUMER | DEIS
596 | DGS-204 | M/S SOFTWARE PARADIGMS PVT LTD, GOKULAM MAIN ROAD, NO.1-27/A2, MYSORE | [20 empty] | DG | 1 | 40 | 40 | CONSUMER | DEIS
597 | DGS-205 | M/S BHARATH PRECISION GEARS,C-14,KSSIDC I/A,METAGALLI ,MYSORE | [20 empty] | DG | 1 | 30 | 30 | CONSUMER | DEIS
598 | DGS-206 | M/S LIC OF INDIA, 2ND FLOOR, SBM REGIUONAL OFFICE LTD, NEAR MARUTHI TEMPLE, THONACHIKOPPAL, MYSORE-9 | [20 empty] | DG | 1 | 30 | 30 | CONSUMER | DEIS
599 | DGS-207 | M/S LIC OF INDIA,SARASWATHIPURAM ,MYSORE | [20 empty] | DG | 1 | 30 | 30 | CONSUMER | DEIS
600 | DGS-208 | M/S T.C.C.CHARIATBLE ISTITUITON,NO.17/1,PRINCESS (CHANDRODAYA EYE HOSPITAL) ROAD,(K.R.S.ROAD),V.V.PURAM,YADAVAGIRI ,MYSORE | [20 empty] | DG | 1 | 30 | 30 | CONSUMER | DEIS
601 | DGS-209 | M/S RAGHUNATH EMERALD ENCLAVE,BELAVADI POST,MYSORE | [20 empty] | DG | 1 | 30 | 30 | CONSUMER | DEIS
602 | DGS-210 | M/S SUPREME PLASTICIZERS , NO:115, METAGALLI I/A, MYSSORE | [20 empty] | DG | 1 | 30 | 30 | CONSUMER | DEIS
603 | [22 empty] | DG | 1 | 15 | 15 | CONSUMER | DEIS
604 | DGS-211 | M/S TSOTHE KHANGSAR HOSPITAL,BYLAKUPPE,PERIYAPATNA TQ | [20 empty] | DG | 1 | 30 | 30 | CONSUMER | DEIS
605 | DGS-212 | M/S SERAGE HEALTH CARE COMMITTEE,BYLAKUPPE, PERIYAPATNA TQ | [20 empty] | DG | 1 | 30 | 30 | CONSUMER | DEIS
606 | DGS-213 | M/S SERMAY SOCIAL SERVICE,BYLAKUPPE,PERIYAPATNA TQ | [20 empty] | DG | 1 | 50 | 50 | CONSUMER | DEIS
607 | DGS-214 | M/S KALPATHARU FARMS ,SURVEY NO.55,MARIKYTHANAHALLI POST,MYSORE-17 | [20 empty] | DG | 1 | 50 | 50 | CONSUMER | DEIS
608 | DGS-215 | SOURCE HUB INDIA PVT LTD, NO: 11, 2ND FLOOR, E & F BLOCK, UDAYARAVI ROAD, KUVMPUNAGAR, MYSORE-23 | [20 empty] | DG | 1 | 30 | 30 | CONSUMER | DEIS
609 | DGS-216 | M/S CHAMUNDI SPUN CONCRETE PIPE CO PVT LTD,MYSORE-MERCARA ROAD,HINKAL, MYSORE. | [20 empty] | DG | 1 | 40 | 40 | CONSUMER | DEIS
610 | DGS-218 | M/S SV3 VASCULAR TECHNOLOGIES PVT LTD, NO:229A, HEBBAL I/A, MYSORE | [20 empty] | DG | 1 | 35 | 35 | CONSUMER | DEIS
611 | DGS-219 | M/S PERFECT INDUSTRIES LTD, B7, METAGALLI I/A, MYSORE | [20 empty] | DG | 1 | 62.5 | 62.5 | CONSUMER | DEIS
612 | DGS-220 | M/S RELIANCE INFOCOM LTD, NO: 4, K.R.NAGAR TALUK, | [20 empty] | DG | 2 | 15 | 30 | CONSUMER | DEIS
613 | DGS-221 | M/S KSRTC BUS DEPOT,HUNSUR TALUK | [20 empty] | DG | 1 | 62.5 | 62.5 | CONSUMER | DEIS
614 | DGS-222 | M/S VASAVI WOOD INDUSTRIES ,HUNSUR TQ | [20 empty] | DG | 1 | 40 | 40 | CONSUMER | DEIS
615 | DGS-223 | M/S VEERABHADRESHWARA SAW MILL,RATNAPURI,HUNSURTQ | [20 empty] | DG | 1 | 40 | 40 | CONSUMER | DEIS
616 | DGS-224 | M/S LIC OF INDIA, HUNSUR BRANCH, HUNSUR | [20 empty] | DG | 1 | 30 | 30 | CONSUMER | DEIS
617 | DGS-225 | M/S USHA TIMBERS & SAW MILL ,B.M.ROAD, HUNSUR TQ | [20 empty] | DG | 1 | 40 | 40 | CONSUMER | DEIS
618 | DGS-226 | M/S L.I.C OF INDIA,K.R.NAGARA TQ | [20 empty] | DG | 1 | 30 | 30 | CONSUMER | DEIS
619 | DGS-227 | M/S KOHINOOR SAW MILL,BHERYA VILLAGE,K.R.NAGAR TQ | [20 empty] | DG | 1 | 50 | 50 | CONSUMER | DEIS
620 | DGS-228 | M/S MAHADESHWARASWAMY RICE MILL, SANTHEPETE PP T | [20 empty] | DG | 1 | 50 | 50 | CONSUMER | DEIS
621 | DGS-229 | M/S G.K.VALVE & CO, NO.CH-51,KANTHARAJ URS ROAD,SARASWATHIPURAM ,MYSORE | [20 empty] | DG | 1 | 45 | 45 | CONSUMER | DEIS
622 | DGS-230 | M/S JYOTHI ENGINEERING ,C-135,INDUSTRIAL ESTATE, HEBBAL ,MYSORE | [20 empty] | DG | 1 | 30 | 30 | CONSUMER | DEIS
623 | DGS-231 | M/S SECRETARY, ZONGKAR CHOEDE MONSTARY TRL SETTLEMENT,GURUPURA,HUNSUR TQ | [20 empty] | DG | 1 | 40 | 40 | CONSUMER | DEIS
624 | DGS-232 | M/S THEOREM INDIA LTD, NO:316, PART-1, 317-PARTY, HEBBAL I/A, MYSORE | [20 empty] | DG | 1 | 100 | 100 | CONSUMER | DEIS
625 | DGS-233 | M/S BRINDAVAN SOFT DRINKS ,NO.97A,HEBBAL,BELAGOLA I/A,MYSORE | [20 empty] | DG | 1 | 45 | 45 | CONSUMER | DEIS
626 | DGS-234 | M/S URS KAR SERVICE CENTRE(P) LTD,NO.440,HEBBAL I/A,MYSORE | [20 empty] | DG | 1 | 50 | 50 | CONSUMER | DEIS
627 | DGS-235 | M/S DOMINO'S PIZZA (I) LTD,LEELAVATHI GIRI,NO.2951/1,V.V.MOHALLA ,MYSORE | [20 empty] | DG | 1 | 45 | 45 | CONSUMER | DEIS
628 | DGS-236 | M/S ASPIRE COMMUNICATIONS PVT LTD, NO.C1-64,HOOTAGALLI I/A,MYSORE | [20 empty] | DG | 1 | 40 | 40 | CONSUMER | DEIS
629 | DGS-237 | M/S R.R.FINECHEM,NO.68-H,HOOTAGALLI, MYSORE | [20 empty] | DG | 1 | 50 | 50 | CONSUMER | DEIS
630 | DGS-238 | M/S HERITAGE CLUB, NO.274-C,3RD STAGE,VIJAYANAGARA, MYSORE | [20 empty] | DG | 1 | 30 | 30 | CONSUMER | DEIS
631 | DGS-239 | M/S ANUBHAV UDYOG,K-64,HOOTAGALLI,MYSORE | [20 empty] | DG | 1 | 35 | 35 | CONSUMER | DEIS
632 | DGS-240 | SRI MANISH PATEL, SRI BHAGATH INDUSTRIES, NO:27, KIADB INDUSTRIAL AREA, HOOTAGALLI, MYSURU | [20 empty] | DG | 1 | 63 | 63 | CONSUMER | DEIS
633 | DGS-241 | M/S PEENYA INDUSTRIAL GASES (P) LTD.,PLOT NO:74B & 74C,HOOTAGALI INDUSTRIAL AREA,MYSORE | [20 empty] | DG | 1 | 40 | 40 | CONSUMER | DEIS
634 | DGS-243 | M/S SDM KALYANA MANTAP,J.L.PURAM,MYSORE | [20 empty] | DG | 1 | 30 | 30 | CONSUMER | DEIS
635 | DGS-244 | M/S SERMAY DRASTSANG CULTURAL SOCIETY,BYLAKUPPE,PERIYAPATNA TQ | [20 empty] | DG | 1 | 30 | 30 | CONSUMER | DEIS
636 | DGS-245 | THE SECREATRY,VIDYAVARDHAKA SANGHA (REG), DEPARTMENT OF BUSINESS ADMINISTRATION, GOKULAM 3R STAGE, MYSURU | [20 empty] | DG | 1 | 125 | 125 | CONSUMER | DEIS
637 | DGS-247 | M/S NIRMAL AQUA MINERALS, NO.4,GUDDENAHALLI,KOPPA,PERIYAPATNA TQ | [20 empty] | DG | 1 | 50 | 50 | CONSUMER | DEIS
638 | DGS-248 | M/S ST.MARY'S COMMUNITY HEALTH CARE,H.D.KOTE,MYSORE | [20 empty] | DG | 1 | 30 | 30 | CONSUMER | DEIS
639 | DGS-249 | M/S PENOR RINPOCHE CHARITY FOUNDATION,NYINGMAPA MONSTERY,BYLAKUPPA,PERIYAPATNA TQ | [20 empty] | DG | 1 | 45 | 45 | CONSUMER | DEIS
640 | DGS-253 | M/S ICICI BANK LTD, NEAR SOMANI COLLEGE, KUVEMPUNAGARA , MYSORE | [20 empty] | DG | 1 | 30 | 30 | CONSUMER | DEIS
641 | DGS-254 | M/S GREEN TRENDS, NO.1833, KUVEMPUNAGARA , ADHICHUNCHANAGIRI ROAD, MYSORE | [20 empty] | DG | 1 | 30 | 30 | CONSUMER | DEIS
642 | DGS-255 | M/S BHAGAVAN INDUSTRIES,NO.6461,HOOTGALLI I/A,MYSORE | [20 empty] | DG | 1 | 30 | 30 | CONSUMER | DEIS
643 | DGS-256 | M/S DYUTHI MOTORS(P) LTD., NO:38,NEXT TO RAMANJANEYA TEMPLE,MANSAGANGOTHRI HUNSUR ROAD,MYSORE. | [20 empty] | DG | 1 | 30 | 30 | CONSUMER | DEIS
644 | DGS-257 | M/S S.R.K.SAW MILL,GAVADGERE VILLAGE ,HUNSUR TQ MYSORE | [20 empty] | DG | 1 | 40 | 40 | CONSUMER | DEIS
645 | DGS-258 | M/S GTL INFRASTRUCTURE LTD SY NO:3/3, VG DODDAMAROGOW DANAHALLI MYSORE | [20 empty] | DG | 1 | 40 | 40 | CONSUMER | DEIS
646 | DGS-259 | M/S GTL INFRASTRUCTURE LTD SY KATHA NO : 77, CHANKAL KAVAL PP TQ MYSORE | [20 empty] | DG | 1 | 40 | 40 | CONSUMER | DEIS
647 | DGS-260 | M/S GTL INFRASTRUCTURE LTD SY NO 221/3A KATHA NO:954 NEAR POLICE STATION BETTADAPURA POST PP TQ MYSORE | [20 empty] | DG | 1 | 40 | 40 | CONSUMER | DEIS
648 | DGS-261 | M/S GTL INFRASTRUCTURE LTD NO 288/12, MAKOD PP TQ MYSORE | [20 empty] | DG | 1 | 40 | 40 | CONSUMER | DEIS
649 | DGS-262 | M/S GTL INFRASTRUCTURE LTD KITTUR PP TQ MYSORE | [20 empty] | DG | 1 | 40 | 40 | CONSUMER | DEIS
650 | DGS-263 | M/S GTL INFRASTRUCTURE LTD NO:348/242/5 HOMMARAGAHALLI HD KOTE TQ MYSORE | [20 empty] | DG | 1 | 40 | 40 | CONSUMER | DEIS
651 | DGS-264 | M/S GTL INFRASTRUCTURE LTD ANTHARASANTE MM ROAD HD KOTE TQ MYSORE | [20 empty] | DG | 1 | 40 | 40 | CONSUMER | DEIS
652 | DGS-265 | M/S GTL INFRASTRUCTURE LTD SITE NO:680 HAMPAPURA NEAR RAILWAY STATION KR NAGAR TQ MYSORE | [20 empty] | DG | 1 | 40 | 40 | CONSUMER | DEIS
653 | DGS-266 | M/S GTL INFRASTRUCTURE LTD HOSA AGRAHARA HOBLI BERIYA KR NAGAR MYSORE | [20 empty] | DG | 1 | 40 | 40 | CONSUMER | DEIS
654 | DGS-267 | M/S GTL INFRASTRUCTURE LTD KESTUR KOPPAL KR NAGAR MYSORE | [20 empty] | DG | 1 | 40 | 40 | CONSUMER | DEIS
655 | DGS-268 | M/S GTL INFRASTRUCTURE LTDBANNIKOPPA HUNSUR TQ MYSORE | [20 empty] | DG | 1 | 40 | 40 | CONSUMER | DEIS
656 | DGS-269 | M/S GTL INFRASTRUCTURE LTD SITE NO:141/5B, BELLIKERI VG, HUNSUR TQ MYSORE | [20 empty] | DG | 1 | 40 | 40 | CONSUMER | DEIS
657 | DGS-270 | M/S GTL INFRASTRUCTURE LTD SITE NO:167, RATNAPURI HUNSUR TQ MYSORE | [20 empty] | DG | 1 | 40 | 40 | CONSUMER | DEIS
658 | DGS-271 | M/S GTL INFRASTRUCTURE LTD SITE NO:38/73, SIDDHE GOWDA UYYIGODANAHALLI HUNSUR TQ MYSORE | [20 empty] | DG | 1 | 40 | 40 | CONSUMER | DEIS
659 | DGS-272 | M/S RELIANCE RATIAL LTD, NO1293031, VIJAYANAGAR 2ND STAGE MYSORE | [20 empty] | DG | 1 | 40 | 40 | CONSUMER | DEIS
660 | DGS-274 | M/S RELIANCE COMMINICATION LTD NO:298/3A, YELAWALA, MYSORE | [20 empty] | DG | 1 | 37.5 | 37.5 | CONSUMER | DEIS
661 | DGS-275 | M/S RELIANCE COMMINICATION LTD NO:18, UDBURU JAIPURA HOBLI MYSORE | [20 empty] | DG | 1 | 37.5 | 37.5 | CONSUMER | DEIS
662 | DGS-276 | M/S RELIANCE COMMINICATION LTD NO:246/8 HEBBAL INDU AREA MYSORE | [20 empty] | DG | 1 | 37.5 | 37.5 | CONSUMER | DEIS
663 | DGS-277 | M/S RELIANCE COMMINICATION LTD NO:18 JAIPURA HOBLI MYSORE | [20 empty] | DG | 1 | 37.5 | 37.5 | CONSUMER | DEIS
664 | DGS-278 | M/S RELIANCE COMMINICATION LTD NO:183/A,HOOTAGALLI INDU AREA MYSORE | [20 empty] | DG | 1 | 37.5 | 37.5 | CONSUMER | DEIS
665 | DGS-279 | M/S RELIANCE COMMINICATION LTD BYLAKOPPA VG PERIPATNA TQ MYSORE | [20 empty] | DG | 1 | 37.5 | 37.5 | CONSUMER | DEIS
666 | DGS-280 | M/S RELIANCE COMMINICATION LTD NO:102/A, MELLUR PERIYAPATNA TQ MYSORE | [20 empty] | DG | 1 | 37.5 | 37.5 | CONSUMER | DEIS
667 | DGS-281 | M/S RELIANCE COMMINICATION LTD NO:268, MAIN ROAD IST STAGE HD KOTE MYSORE | [20 empty] | DG | 1 | 37.5 | 37.5 | CONSUMER | DEIS
668 | DGS-282 | M/S RELIANCE COMMINICATION LTD NO:66, KARAPURA HD KOTE MYSORE | [20 empty] | DG | 1 | 37.5 | 37.5 | CONSUMER | DEIS
669 | DGS-283 | M/S RELIANCE COMMINICATION LTD NO:37/2A, HD KOTE HAND POST HD KOTE MYSORE | [20 empty] | DG | 1 | 37.5 | 37.5 | CONSUMER | DEIS
670 | DGS-284 | M/S RELIANCE COMMINICATION LTD NO:148, BILIKERE VG, HUNSUR TQ MYSORE | [20 empty] | DG | 1 | 37.5 | 37.5 | CONSUMER | DEIS
671 | DGS-285 | M/S RELIANCE COMMINICATION LTD NO:242/10, HOMMARAGAHALLI HD KOTE TQ MYSORE | [20 empty] | DG | 1 | 37.5 | 37.5 | CONSUMER | DEIS
672 | DGS-286 | M/S RELIANCE COMMINICATION LTD ANTHARASANTE HD KOTE MYSORE | [20 empty] | DG | 1 | 37.5 | 37.5 | CONSUMER | DEIS
673 | DGS-287 | M/S RELIANCE COMMINICATION LTD NO:1349, SARGUR HD KOTE TQ MYSORE | [20 empty] | DG | 1 | 37.5 | 37.5 | CONSUMER | DEIS
674 | DGS-288 | M/S RELIANCE COMMINICATION LTD NO:14, 2ND MAIN SALIGRAMA KR NAGAR TQ MYSORE | [20 empty] | DG | 1 | 37.5 | 37.5 | CONSUMER | DEIS
675 | DGS-289 | M/S RELIANCE COMMINICATION LTD NO:183/1, NEAR HOSPITAL HANGODU HUNSUR TQ MYSORE | [20 empty] | DG | 1 | 37.5 | 37.5 | CONSUMER | DEIS
676 | DGS-290 | M/S BRAHMASTANA KALYANA MANTAP, NO:922/A, SAHUKAR CHANNAIYYA ROAD, TK LAYOUR MYSORE | [20 empty] | DG | 1 | 35 | 35 | CONSUMER | DEIS
677 | DGS-292 | PARVATHI MOTORS, TEMPLE ROAD, JAYALAKSHMI PURAM, MYSURU | [20 empty] | DG | 1 | 62.5 | 62.5 | CONSUMER | DEIS
678 | DGS-293 | M/S GURURAGHAVENDRA KRUPA MANDIRA KALYANA MANTAP K NAGAR MYSERE | [20 empty] | DG | 1 | 30 | 30 | CONSUMER | DEIS
679 | DGS-294 | M/S RELIANCE RETAIL LTD, SITE NO:1/SMT JCST 1ST BLOCK, UDAYARAVI ROAD, KUVEMPUNAGAR | [20 empty] | DG | 1 | 40 | 40 | CONSUMER | DEIS
680 | DGS-296 | M/S LAKSHMI SPRINGS & PRESSING, MYSORE | [20 empty] | DG | 1 | 45 | 45 | CONSUMER | DEIS
681 | DGS-297 | M/S VIJAY ENETRPRISES NO:28/A, OLD MANANDAVADI ROAD, MYSORE | [20 empty] | DG | 1 | 50 | 50 | CONSUMER | DEIS
682 | DGS-298 | M/S RAMAKRISHNA INSTITUTE OF MORAL & SPIRUTUAL EDUCATION YADAVAGIRI MYSORE | [20 empty] | DG | 1 | 35 | 35 | CONSUMER | DEIS
683 | DGS-300 | M/S REVANNA, NAGALINGESHWARA RESIDENCY, NO:200, 3RD MAIN, VIJAYANAGAR MYSORE | [20 empty] | DG | 1 | 30 | 30 | CONSUMER | DEIS
684 | DGS-301 | M/S QUEEN MARY HOSPITAL, KALALAWADI GATE, HD KOTE ROAD, RAYANAKERE POST, MYSORE | [20 empty] | DG | 1 | 50 | 50 | CONSUMER | DEIS
685 | DGS-302 | THE REGIONAL FIRE OFFICER, KARNATAKA FIRE & ENERGENCY SERVICES, HEBBAL I/A MYSORE | [20 empty] | DG | 1 | 50 | 50 | CONSUMER | DEIS
686 | DGS-303 | M/S GTL INFASRTUCTURE LTD, JAYAPUR VG & HOBLI, NEAR BUS STOP, HD KOTE ROAD MYSORE | [20 empty] | DG | 1 | 40 | 40 | CONSUMER | DEIS
687 | DGS-304 | SRI MK KAVERAPPA, S/O MB KUSHALAPPA M/S CAFÉ COORG, BM BY PASS ROAD, HUNSUR | [20 empty] | DG | 1 | 30 | 30 | CONSUMER | DEIS
688 | DGS-305 | M/S JK TYRES & INDUSTRIES LTD, GUEST HOUSE, NO:54, 1ST MAIN, VV MOHALLA, MYSORE | [20 empty] | DG | 1 | 50 | 50 | CONSUMER | DEIS
689 | DGS-306 | M/S SERA DRATI EDUCATION & CULTURAL SOCIETY, DRATI KHANGSTEN, SERA JE MONASTERY P.O BYLUKUPPE PP | [20 empty] | DG | 1 | 45 | 45 | CONSUMER | DEIS
690 | DGS-307 | M/S POPULAR BAJAJ NO:661, VISHWAMANAVA DOUBLE ROAD, SARASWATIPURAM MYSORE | [20 empty] | DG | 1 | 40 | 40 | CONSUMER | DEIS
691 | DGS-308 | M/S.VIOM NETWAORKS LTD, NO:355A, 5TH MAIN, 15TH CROSS, GOKULAM 1ST STAGE, MYSORE | [20 empty] | DG | 1 | 50 | 50 | CONSUMER | DEIS
692 | DGS-309 | M/S JSS SAMUDHAYA BHAVAN(JSS MANGALA MANTAP) HB ROAD, HD KOTE TQ MYSORE | [20 empty] | DG | 1 | 30 | 30 | CONSUMER | DEIS
693 | DGS-311 | M/S DECORATIONS, NO:64 D2 & D3, HOOTAGALLI I/A, MYSORE | [20 empty] | DG | 1 | 30 | 30 | CONSUMER | DEIS
694 | DGS-312 | M/S JSS COLLEGE OF NURSING 1ST MAIN, SARASWATIPURAM, MYSORE | [20 empty] | DG | 1 | 40 | 40 | CONSUMER | DEIS
695 | DGS-313 | M/S THE SECREATRY , M/S SERA MEY UNIFIED FOOD FUND SOCIETY , SERA MEY MONASTIC UNIVESRITY, BYLAKUPPE | [20 empty] | DG | 1 | 35 | 35 | CONSUMER | DEIS
696 | DGS-315 | M/S SRI ACHUTHAN, PSC, MYSORE-HUNSUR ROAD, MYSORE | [20 empty] | DG | 1 | 35 | 35 | CONSUMER | DEIS
697 | DGS-316 | M/S YOGANARASHIMA SWAMY TEMPLE, VIJAYANAGAR, MYSIORE-17 | [20 empty] | DG | 1 | 30 | 30 | CONSUMER | DEIS
698 | DGS-317 | M/S IDBI BANKINDIA LTD, NO:1, GOKULAM MAIN ROAD, J.L.PURAM, MYSORE-12 | [20 empty] | DG | 1 | 50 | 50 | CONSUMER | DEIS
699 | DGS-318 | M/S L.I.C. OF INDIA, NEW KANTAHARAJAURS ROAD. MYSORE-9 | [20 empty] | DG | 1 | 30 | 30 | CONSUMER | DEIS
700 | DGS-319 | M/S CHANDRESH S/O PUTTASAWAMMAPPA, GOWRAMMA PUTTASAWAMMAPPA CONVENTIONAL HALL, B.M.ROAD, HUNSUR | [20 empty] | DG | 1 | 48 | 48 | CONSUMER | DEIS
701 | [22 empty] | SOLAR | 1 | 40 | 40 | CONSUMER | DEIS
702 | DGS-320 | M/S MYSORE DUTTA POLYMERS PVT LTD, UNIT-2, A-10, CMTL I/E, KRS ROAD, MYSORE | [20 empty] | DG | 1 | 40 | 40 | CONSUMER | DEIS
703 | DGS-321 | M/S KSRTC DEPOT MANAGER, K R NAGAR, HUNSUR ROAD, K R NAGAR-571602 | [20 empty] | DG | 1 | 62.5 | 62.5 | CONSUMER | DEIS
704 | DGS-322 | M/S S S TECHNOLOGY, NO: 76/Q, HOOTAGALLI INDUSTRIAL AREA, MYSORE-18 | [20 empty] | DG | 1 | 40 | 40 | CONSUMER | DEIS
705 | DGS-323 | INVENSOFT TECHNOLOGIES (P) LTD, HOOTAGALLI INDUSTRIAL AREA, MYSORE | [20 empty] | DG | 1 | 35 | 35 | CONSUMER | DEIS
706 | DGS-325 | TRINETHRA SUPER RETAIL PVT LTD, UDAYARAVI ROAD, YAJAMANA COMPLEX, KUVEMPUNAGAR, MYSORE | [20 empty] | DG | 1 | 30 | 30 | CONSUMER | DEIS
707 | DGS-326 | SRI D.S.MANJUNATH, NO:469, A & B BLOCK, UDAYARAVI ROAD, KUVEMPUNAGAR, MYSOPRE-23 | [20 empty] | DG | 1 | 45 | 45 | CONSUMER | DEIS
708 | DGS-327 | M/S AKSHAYA RUBBERS , PLOT NO: 186, HEBBAL INDUSTRAIAL AREA, BELAVADI POST, MYSORE | [20 empty] | DG | 1 | 50 | 50 | CONSUMER | DEIS
709 | DGS-328 | M/S VIJAYALAKSHMI SAW MILL, BRIDGE ROAD, HUNSUR | [20 empty] | DG | 1 | 37.5 | 37.5 | CONSUMER | DEIS
710 | DGS-329 | M/S NEW VIJAYALAKSHMISAW MILL, B.M.ROAD, MYSORE | [20 empty] | DG | 1 | 37.5 | 37.5 | CONSUMER | DEIS
711 | DGS-330 | M/S HDFC BANK LTD, NO:3557/2, OPP NEW BUS STAND , M.G.D TRADE CENTER, B M ROAD, HUNSUR-571105. | [20 empty] | DG | 1 | 40 | 40 | CONSUMER | DEIS
712 | [22 empty] | DG | 1 | 10 | 10 | CONSUMER | DEIS
713 | DGS-332 | M/S ITC LTD, ABD ILTD , YELWALA , MYSORE | [18 empty] | 1 |  | DG | 1 | 30 | 30 | CONSUMER | DEIS
714 | DGS-333 | SRI H N VISHWANATH, NO:432, S V RESIDENCY, VISHWAMANAVA DOUBLE ROAD,KUVEMPUNAGAR MYSORE | [20 empty] | DG | 1 | 45 | 45 | CONSUMER | DEIS
715 | DGS-334 | SWAMI VEVEKANNADA HOSPITAL, SARGUR, HOSHALLI CAMP , H D KOTE TALUQ | [20 empty] | DG | 1 | 30 | 30 | CONSUMER | DEIS
716 | [22 empty] | DG | 2 | 15 | 30 | CONSUMER | DEIS
717 | DGS-335 | M/S MAS FURNITURE PVT LKTD, NO:230, HEBBAL INDUSTRIAL AREA, MYSORE-18 | [20 empty] | DG | 1 | 35 | 35 | CONSUMER | DEIS
718 | DGS-336 | M/S GSSS INSTITUTE OF MANAGEMENT , KRS ROAD, METGALLI, MYSORE | [18 empty] | 1 |  | DG | 1 | 100 | 100 | CONSUMER | DEIS
719 | DGS-337 | M/S SARATH JOIS , NO:232, 8TH CROSS ROAD, 3RD STAGE, GOKULAM EXTENSION,MYSURU | [20 empty] | DG | 1 | 40 | 40 | CONSUMER | DEIS
720 | DGS-338 | M/S HDFC BANK LTD, NO:128, B N LAYOUT, KUVEMPUNAGAR, MYSURU | [20 empty] | DG | 1 | 40 | 40 | CONSUMER | DEIS
721 | DGS-339 | M/S HDFC BANK LTD, NO:222/2/D, HI TENSION DOUBLE ROAD, VIJAYANAGAR, MYSURU | [20 empty] | DG | 1 | 40 | 40 | CONSUMER | DEIS
722 | DGS-340 | M/S KARUNA HOME, BYLAKUPPE, P PA TNA TALUQ | [20 empty] | DG | 2 | 35 | 70 | CONSUMER | DEIS
723 | DGS-341 | M/S THE DEVEOPMENT OFFIECR, & EXECUTIVE ENGINEER , KIADB ZONAL OFFICE, KRS ROAD, METAGALLI, MYSURU | [20 empty] | DG | 1 | 180 | 180 | CONSUMER | DEIS
724 | DGS-342 | SRI P S CHANDRASHEKAR, NO:021, 4TH STAGE, T K LAYOUT , MYSURU | [20 empty] | DG | 1 | 35 | 35 | CONSUMER | DEIS
725 | DGS-343 | RAGHULAL HEALTH MART, NO:830, B S ARCADE, VIJAYANGAR, 1ST STAGE, MYSURU | [20 empty] | DG | 1 | 15 | 15 | CONSUMER | DEIS
726 | DGS-344 | M/S PODAR INSTERNATIONAL SCHOOL, NO: 289, A & B BEHIND L & T GATE NO:3, HEBBAL INDUSTRILA AREA, MYSURU-17 | [18 empty] | 1 |  | DG | 1 | 82.5 | 82.5 | CONSUMER | DEIS
727 | DGS-345 | SRI MANJUNATH, AISHWARYA NAGAR, MYSURU | [20 empty] | DG | 1 | 20 | 20 | CONSUMER | DEIS
728 | DGS-346 | M/S STARMARK SOTWARE PVT LTD, NO:1050, PANCHAMANTRA ROAD, KUVEMPUNAGAR, MYSURU | [20 empty] | DG | 1 | 100 | 100 | CONSUMER | DEIS
729 | DGS-347 | M/S VIDHATRI MOTORS PVT LTD, SY NO: 200/1, HINKAL MAIN ROAD, MYSURU | [20 empty] | DG | 1 | 63 | 63 | CONSUMER | DEIS
730 | DGS-348 | M/S OYSTER BAY, NO:220/2, NEAR VIJAYANGAR WATER TANK, KANNADA SAHITYA PARISHAT | [20 empty] | DG | 1 | 50 | 50 | CONSUMER | DEIS
731 | DGS-349 | M/S THE CHAIRMAN , THE INSTITUTE OF CHARTERED ACCOUNTANTS OF INDIA, CA SITE NO: 2, BANK EMPLOYEES COLONY, BOGAHDI , MYSURU | [20 empty] | DG | 1 | 45 | 45 | CONSUMER | DEIS
732 | DGS-350 | M/S AXIS BANK LTD, MIG-12, 1ST FLOOR, THONACHIKOPPAL EXTENSION , VISHWAMANAVA DOUBLE ROAD, SARASWATHIPURAM, MYSURU | [20 empty] | DG | 1 | 63 | 63 | CONSUMER | DEIS
733 | DGS-351 | MS/ BHRAMARAMBA MALLIKARJUNA SWAMY KALYANAMANATAP, SRIRAMPURA 2ND STAGE, MADHUVANA BADAVANE, MSYURU | [20 empty] | DG | 1 | 35 | 35 | CONSUMER | DEIS
734 | DGS-352 | SRI BASAVARAJU AND V SUMAN, SY NO: 195/A, 17TH MAIN, SARASWATHIPURAM,MYSURU | [20 empty] | DG | 1 | 30 | 30 | CONSUMER | DEIS
735 | DGS-353 | M/S ADITHI CONSTRUCTUONS , BISILUMARAMMA TEMPLE ROAD, T K LAYOUT, MYSURU | [20 empty] | DG | 1 | 35 | 35 | CONSUMER | DEIS
736 | DGS-354 | SOWPARNIKA PROJECTS & INFRASTRUCTURE PVT LTD, 10/4, HINKAL VILLAGE, MYSURU TALUQ | [20 empty] | DG | 1 | 125 | 125 | CONSUMER | DEIS
737 | DGS-355 | ROHAN DEVELOPERS , NO: 48, BLOCK NO: 4, SY NO: 317, 318-P, HEBBAL HOUSING AREA, HEBBAL VILLAGE, MYSURU | [20 empty] | DG | 1 | 50 | 50 | CONSUMER | DEIS
738 | DGS-356 | M/S RAMAKRISHANA ASHRAM , K R S ROAD, MYSURU | [20 empty] | DG | 1 | 62.5 | 62.5 | CONSUMER | DEIS
739 | DGS-357 | THE SECREATRY, M/S OXYGEN BUILD VENTURERS PVT LTD, GRAINS OF SAND, NO: 3W/A, 2W/B, NEAR JOY ICECREAM FACTORY, YADAVAGIRI INDUSTRILA AREA, MYSURU | [18 empty] | 1 |  | DG | 1 | 25 | 25 | CONSUMER | DEIS
740 | DGS-359 | M/S BRIGADE ENTERPRISES LTD, (GPA HOLDER OF SRI M C THAMPI, M.O.ABRAHAM, SMT CHINNU ABRAHAM ,S RI KITHEEM ALEXANDER), BRIGADE PLAM GROVE , SY NO: 33/2, 34, 35/1, 36/1, BOGADHI GADDIGE MAIN ROAD, BOGADHI VILLAGE, MYSURU | [20 empty] | DG | 1 | 250 | 250 | CONSUMER | DEIS
741 | DGS-360 | M/S RELIANCE CORPORATION IT PARK LTD, C/O SRI VIDYASAGAR NO: 2713/1, NEW NO: D3, MCITB NO: 15, BLOCK NO: 5 ADIPAMPA ROAD, V.V MOHALLA, MYSURU 570002. | [20 empty] | DG | 1 | 125 | 125 | CONSUMER | DEIS
742 | DGS-361 | M/S SVT MODREN KITCHEN , NO: 407/B, 17TH BLOCK, MAHADAVPURA, MANANADAVADI ROAD, MYSURU | [20 empty] | DG | 1 | 30 | 30 | CONSUMER | DEIS
743 | DGS-362 | HOTEL MINISTERS COURT, J A TOWER, B M ROAD, KOPPA VILLAGE, NEAR KAVERI VILLAGE, PERIYAPATNA TALUQ | [20 empty] | DG | 1 | 63 | 63 | CONSUMER | DEIS
744 | DGS-363 | M/S LARSEN AND TURBO LTD, PLOT NO: 358/359, KIADB INDUSTRIAL AREA, HEBBAL , HOOTAGALLI, MYSURU | [20 empty] | DG | 1 | 62.5 | 62.5 | CONSUMER | DEIS
745 | DGS-364 | SRI REVANNA S/O M B SHIVANNA , BILIKERE VILLAEG, MSYURU -HUSNURU ROAD, HUNSUR TALUQ , MYSURU DISTRICT | [20 empty] | DG | 1 | 62.5 | 62.5 | CONSUMER | DEIS
746 | DGS-365 | M/S SERAMEY DRASTANG CULTURAL SOCIETY, SERE LAMA CAMP, BYLAKUPPE, PERIYAPATNA TALUQ, MYSURU DISTRICT. | [20 empty] | DG | 1 | 40 | 40 | CONSUMER | DEIS
747 | DGS-366 | CHAITRA FERTILIZERS AND CHEMICALS, METAGALLI I/A, MYSURU | [20 empty] | DG | 1 | 30 | 30 | CONSUMER | DEIS
748 | DGS-367 | THE MANAGER , JALADARSHANI GUEST HOUSE , OPPOSITE TO KALAMANDIRA , VINOBHA ROAD, MYSURU | [20 empty] | DG | 1 | 62.5 | 62.5 | CONSUMER | DEIS
749 | DGS-368 | SMT SUSHEELA GOWDA , NO:1264, GAGANACHUMBE ROAD, KUVEMPUNGAR, MYSURU | [18 empty] | 1 |  | DG | 1 | 125 | 125 | CONSUMER | DEIS
750 | DGS-369 | SRI T SHIVAPRAKASH, NO:2882, K D ROAD, MYSURU | [20 empty] | DG | 1 | 40 | 40 | CONSUMER | DEIS
751 | DGS-370 | SRI RAVI, MANAGING PARTHNER, M/S AAKAR PROPERTIES , NO:8,9,10, MAHANAJAN EDUCATION TRUST, (HNCS), HEBBAL, MYSURU | [18 empty] | 1 |  | DG | 1 | 63 | 63 | CONSUMER | DEIS
752 | DGS-371 | M/S SANKALPA GARDENIA APARTMENT OWNERS ASSOCIATION, GOKULAM MAIN ROAD, VV MOHALLA, MYSORE-02 | [20 empty] | DG | 1 | 20 | 20 | CONSUMER | DEIS
753 | DGS-372 | M.S R N MURTHY, V V MOHALLA, MYSURU | [20 empty] | DG | 1 | 40 | 40 | CONSUMER | DEIS
754 | DGS-373 | M/S SEVEN HILLS INTERNATIONAL ,NO:38, 3RD PHASE, KOORGALLI, MYSURU | [20 empty] | DG | 1 | 125 | 125 | CONSUMER | DEIS
755 | DGS-374 | M/S WELL BLOOM AGRO PRODUCTS, D-68, I/E, YADAVAGIRI, MYSURU-570020 | [20 empty] | DG | 1 | 40 | 40 | CONSUMER | DEIS
756 | DGS-375 | M/S JUBLIANT FOOD WORKS LTD, DOMINOS PIZZA, HI TENSION ROAD, VIJAYANGARA, MYSURU (NEAR KRISHNADEVARAYA CIRCLE K.D CIRCLE ) | [18 empty] | 1 |  | DG | 1 | 45 | 45 | CONSUMER | DEIS
757 | DGS-376 | SRI MADHUSUDHAN, AT PARAMOUNT PRIME, NO: 13 & 14, YADAVAGIRI INDUSTRIAL ESTATE, JAWA MAIN ROAD, YADAVAGIRI, MYSURU. | [20 empty] | DG | 1 | 125 | 125 | CONSUMER | DEIS
758 | DGS-378 | M/S TRIPHASE PHARMACEUTICALS , HEBBAL I/A, MYSURU | [20 empty] | DG | 1 | 40 | 40 | CONSUMER | DEIS
759 | DGS-379 | M/S SPECTRA PIPES PVT LTD, HOOTAGALLI I/A, MYSURU | [20 empty] | DG | 1 | 125 | 125 | CONSUMER | DEIS
760 | DGS-380 | SRI APPAJI GOWDA , NO:351/1, JAYAPAURA HOBLI, MYSURU | [20 empty] | DG | 1 | 62.5 | 62.5 | CONSUMER | DEIS
761 | DGS-381 | M/S GEE DEE PACKAGES PVT LTD, NO:155-B, ALOKA PALACE ROAD, YELWALAL , MYSURU-570130 | [20 empty] | SOLAR | 1 | 48 | 48 | CONSUMER | DEIS
762 | DGS-382 | SRI GIRISH G D , SITE NO:84, OPP VIDYAVARDHAKA COLLEGE, SBI BUILDING, MAHADESHWARA BHADAVANE, MYSURU | [20 empty] | SOLAR | 1 | 40 | 40 | CONSUMER | DEIS
763 | DGS-383 | M/S MANASA PUSHKARANI SCHOOL, VIJAYANAGAR, MYSURU | [20 empty] | DG | 1 | 40 | 40 | CONSUMER | DEIS
764 | DGS-384 | M/S VARALAKSHMI RICE MILL, HARADAHANAHALLI, KR NAGAR TALUQ | [18 empty] | 1 |  | DG | 1 | 82.5 | 82.5 | CONSUMER | DEIS
765 | DGS-385 | M/S V K JAGADISH , SANKALPA CONSTRUCTIONS PVT LTD, SANKALAPA GALAXY, NO:3044,D-28, VIVEKANANDA ROAD, MYSURU | [18 empty] | 1 |  | DG | 1 | 20 | 20 | CONSUMER | DEIS
766 | DGS-386 | M/S BRIGADE TIERA, NO: 115, 1ST MAIN, YADVAGIRI, V V MOHALLA, MYSORE | [20 empty] | DG | 1 | 62.5 | 62.5 | CONSUMER | DEIS
767 | DGS-387 | SRI GURUAJ, BELLIKOLAGA ESTATE , H D KOTE ROAD, JAYAPURA HOBLI, MYSURU | [20 empty] | DG | 1 | 45 | 45 | CONSUMER | DEIS
768 | DGS-388 | M/S ASHA KIRAN HOSPITAL, HEBBAL RING ROAD, HEBBAL INDUSTRIAL AREA, MSYURU | [20 empty] | DG | 1 | 30 | 30 | CONSUMER | DEIS
769 | MSB-1 | M/S DEBONAIR REGENCY APARTMENT OWNERS ASSOCIATION, NO:52, JL PURAM, MYSORE | [12 empty] | 1 | 1 |  |  |  |  | 1 | [5 empty] | CONSUMER | DEIS
770 | MSB-2 | M/S SWAGHAT ASSOCIATION, NO:6, TEMPLE ROAD, JL PURAM, MYSORE-12 | [12 empty] | 1 | 1 |  |  |  |  | 1 |  | DG | 1 | 10 | 10 | CONSUMER | DEIS
771 | MSB-3 | M/S SAMBHRAM APARTMENT OWNERS ASSOCIATION, NO:2920 GOKULAM ROAD, VV MOHALLA, MYSORE | [12 empty] | 1 | 1 |  |  |  |  | 1 | [5 empty] | CONSUMER | DEIS
772 | MSB-4 | M/S BRIGADE RETREAT OWNERS ASSOCIATION, NO:2674, ADIPAMAPA ROAD, MYSOE | [12 empty] | 1 | 1 |  |  |  |  | 1 |  | DG | 1 | 40 | 40 | CONSUMER | DEIS
773 | MSB-5 | M/S SAMBRAM COROPORATION(SAVAN) NO:19, SB ROAD, YADAVAGIRI MYSORE-20 | [12 empty] | 1 | 1 |  |  |  |  | 1 | [5 empty] | CONSUMER | DEIS
774 | MSB-6 | M/S BRIGADE ROYAL APARTMENT OWNERS ASSOCIATION, VV MOHALLA, GOKULAM MAIN ROAD, MYSORE-02 | [12 empty] | 1 | 1 |  |  |  |  | 1 |  | DG | 1 | 50 | 50 | CONSUMER | DEIS
775 | MSB-7 | M/S SRIRAM MISHRA APARTMENT OWNERS ASSOCIATION, 9TH CROSS, VV MOHALLA, MYSORE | [12 empty] | 1 | 1 |  |  |  |  | 1 | [5 empty] | CONSUMER | DEIS
776 | MSB-8 | M/S RAVI UDAYA APARTMENT OWNERS ASSOCIATION, NO:51 1ST CROSS, JL PURAM, MYSORE-12 | [12 empty] | 1 | 1 |  |  |  |  | 1 | [5 empty] | CONSUMER | DEIS
777 | MSB-9 | M/S KAPILA APARTMENT OWNERS ASSOCIATION, NO:3106, 1ST CROSS, JL PURAM, MYSORE | [12 empty] | 1 | 1 |  |  |  |  | 1 | [5 empty] | CONSUMER | DEIS
778 | MSB-10 | M/S WINDSOR APARTMENT OWNERS ASSOCIATION, NO:3005,/3, & 48/3, GOKULAM MAIN ROAD, MYSORE-12 | [12 empty] | 1 | 1 |  |  |  |  | 1 |  | DG | 1 | 25 | 25 | CONSUMER | DEIS
779 | MSB-11 | M/S AISHWARYA APARTMENT OWNSERS ASSOCIATION, 1ST MAIN, 3RD CROSS, JLPURAM, MYSORE-12 | [12 empty] | 1 | 1 |  |  |  |  | 1 | [5 empty] | CONSUMER | DEIS
780 | MSB-12 | M/S KAVERI APARTMENT OWNERS ASSOCIATION, 1ST CROSS, JL PURAM, MYSORE-12 | [12 empty] | 1 | 1 |  |  |  |  | 2 | [5 empty] | CONSUMER | DEIS
781 | MSB-13 | M/S BRINDHAVAN APARTMENT OWNERS WELFARE ASSOCIATION, AKASHVANI CIRCLE, KRS ROAD, MYSORE-20 | [12 empty] | 1 | 1 |  |  |  |  | 1 | [5 empty] | CONSUMER | DEIS
782 | MSB-14 | M/S UTTAM SAGAR APARTMENT OWNERS ASSOCIATION(KOUNDINYA APARTMENT) VIVEKANANDA ROAD, YADAVAGIRI MYSORE-20 | [12 empty] | 1 | 1 |  |  |  |  | 2 |  | DG | 1 | 25 | 25 | CONSUMER | DEIS
783 | MSB-15 | M/S.CHAMUNDESHWARI APPARTMENT OWNERS ASSOCIATION, 13TH CROSS, KALIDASA ROAD,V.V.MOHALLA,MYSORE-02 | [12 empty] | 1 | 2 |  |  |  |  | 1 | [5 empty] | CONSUMER | DEIS
784 | MSB-16 | M/S NIKITA BUILDERS, NIKITHA WOODS NO:5, VALMIKI ROAD, VV MOHALLA, MYSORE-02 | [12 empty] | 1 | 1 | [6 empty] | DG | 1 | 20 | 20 | CONSUMER | DEIS
785 | MSB-17 | SRI K.S KASHINATHA, AT SITE NO: 245, MAHADESHWARA HOUSING SOCIETY, VIJAYNAGAR 2 ND STAGE, DEVARAJA MOHALLA, MYSORE. | [12 empty] | 1 | 1 |  |  |  |  | 1 | [5 empty] | CONSUMER | DEIS
786 | MSB-18 | M/S BRIGADE ELITE-2, NO:D15, KRS ROAD, VV MOHALLA MYSORE-02, | [12 empty] | 1 | 1 |  |  |  |  | 1 |  | DG | 1 | 82.5 | 82.5 | CONSUMER | DEIS
787 | MSB-19 | M/S BRIGADE ELITE -I NO:5, KRS ROAD, VV MOHALLA, MYSORE-02 | [12 empty] | 1 | 1 |  |  |  |  | 1 |  | DG | 1 | 100 | 100 | CONSUMER | DEIS
788 | MSB-20 | M/S DAMDEN BERYL, NO:2661, 3RD MAIN, VV MOHALLA, MYORE-02 | [12 empty] | 1 | 1 |  |  |  |  | 1 | [5 empty] | CONSUMER | DEIS
789 | MSB-21 | M/S SRIVARA KRISHNA NO:5, 3RD MAIN, VV MOHALLA, MYSORE-02 | [12 empty] | 1 | 1 |  |  |  |  | 1 | [5 empty] | CONSUMER | DEIS
790 | MSB-22 | M/S SRIVARA PRINCES NO:414, CONTOUR RAOD, GOKULAM 3RD STAGE, MYSORE-02 | [12 empty] | 1 | 1 |  |  |  |  | 1 |  | DG | 1 | 25 | 25 | CONSUMER | DEIS
791 | MSB-23 | M/S SANKALAPA LAKSHMI, NO:D47, GOKULAM MAIN ROAD, V V MOHALLA , MYSORE | [12 empty] | 1 | 1 |  |  |  |  | 1 |  | DG | 1 | 30 | 30 | CONSUMER | DEIS
792 | MSB-24 | SRI MV NAGAKUMAR GPA HOLDER M/S PRIMIER KRUTI HABITAT NO:2981, 4TH MAIN, GOKULAM MAIN ROAD, MYSORE-02 | [12 empty] | 1 | 1 |  |  |  |  | 1 |  | DG | 1 | 25 | 25 | CONSUMER | DEIS
793 | MSB-25 | SRI N KRISHNE GOWDA, NO: 2763, 1ST CROSS, 5TH MAIN, F BLOCK, 3RD STAGE, DATTAGALLI, MUSURU | [12 empty] | 1 | 1 |  |  |  |  | 2 |  | DG | 1 | 25 | 25 | CONSUMER | DEIS
794 | MSB-26 | M/S MYTHRI ENCALVES NO:50, KANTHARAJ URS ROAD, SS PURAM MYSORE (B BLOCK) | [12 empty] | 1 | 1 | [6 empty] | DG | 1 | 63 | 63 | CONSUMER | DEIS
795 | MSB-27 | SMT SAVITHRI, SY NO: 163/2, LOKANAYAKANAGAR, MYSURU | [12 empty] | 1 | 1 |  |  |  |  | 1 | [5 empty] | CONSUMER | DEIS
796 | MSB-28 | M/S MYTHRI DEVELOPERS BLCOK 1, BGS STAFF QUARTERS KANTHARAJ URS ROAD, SS PURMA, MYSOSRE- | [12 empty] | 1 | 1 |  |  |  |  | 1 |  | DG | 1 | 25 | 25 | CONSUMER | DEIS
797 | MSB-29 | M/S MYTHRI DEVELOPERS SBI COLONY, NO:50, KANTHARAJ URS ROAD, SS PURAM MYSORE | [12 empty] | 1 | 1 |  |  |  |  | 1 |  | DG | 1 | 20 | 20 | CONSUMER | DEIS
798 | MSB-30 | M/S BRIGADE RESIDENCY APARTMENTS OWNERS ASSOCIATION, NO:41, GOKULAM ROAD, V V MOHALLA, MYSORE | [12 empty] | 1 | 1 |  |  |  |  | 1 |  | DG | 1 | 45 | 45 | CONSUMER | DEIS
799 | MSB-31 | M/S BRIGADE CITIDAL, NO:3067/1, VIVEKANANDA ROAD, YADAVAGIRI MYSORE | [12 empty] | 1 | 1 |  |  |  |  | 1 |  | DG | 1 | 50 | 50 | CONSUMER | DEIS
800 | MSB-32 | M\S MANASA TRANQUILE NO:823-824, VIJAYANAGAR 1ST STAGE, MYSORE-17 | [12 empty] | 1 | 1 |  |  |  |  | 1 |  | DG | 1 | 40 | 40 | CONSUMER | DEIS
801 | MSB-33 | M\S THE SECREATRY, LEO INFRASTRUCTURE APPARTMNETS OWNERS ASSOCIATION , NO:2982, NEW NO:28, 3RD MAIN, V.V.MOHALLA, MYSORE. | [12 empty] | 1 | 1 |  |  |  |  | 4 |  | DG | 1 | 30 | 30 | CONSUMER | DEIS
802 | MSB-34 | M/S RAMNATH GUPT BYSANI, M/S VAISHNAVI SAROVAR NO:4 E & 5 E, YADAVAGIRI I/A, MYSORE | [12 empty] | 1 | 4 |  |  |  |  | 1 |  | DG | 1 | 160 | 160 | CONSUMER | DEIS
803 | MSB-35 | M/S SRINIVASA RESDENCY APARTMENT OWNERS ASSOCIATION, NO:2789/A, GOKUALM MAIN ROAD, MYOPRE-02 | [12 empty] | 1 | 1 |  |  |  |  | 1 |  | DG | 1 | 82.5 | 82.5 | CONSUMER | DEIS
804 | MSB-36 | M/S PRIME SHELTER, NO:1 ,HOOTAGALLI MYSORE-18 | [12 empty] | 1 | 1 |  |  |  |  | 1 | [5 empty] | CONSUMER | DEIS
805 | MSB-37 | SRI H VITAL, M/S UNITED ENGG, NO:79/1, RAGAVENDRA APARTMENT JL PURAM, MYSOTE-12 | [12 empty] | 1 | 1 | [10 empty] | CONSUMER | DEIS
806 | MSB-38 | MY G CHINNASWAMY, M/S ROYALS CASCADE, NO:333/3,333-334, NARAYANA YOGA CENTRE ROAD, HINKAL, MYSORE | [12 empty] | 1 | 3 |  |  |  |  | 1 | [5 empty] | CONSUMER | DEIS
807 | MSB-39 | SRI PADMA SHESHADRI, M/S NIKITHA MEREDIAN , NO:44, VALMIKI ROAD, V V MOHALLA, MYSOPRE | [12 empty] | 1 | 1 |  |  |  |  | 1 | [5 empty] | CONSUMER | DEIS
808 | MSB-40 | M/S GEETHA PRPERTIES PVT LTD, MANGOLIA, NO:16, 13TH CROSS, ADIPAMPA ROAD, VV MOHALLA, MYSORE-02 | [12 empty] | 1 | 1 |  |  |  |  | 1 |  | DG | 1 | 50 | 50 | CONSUMER | DEIS
809 | MSB-41 | M/S.PRAMUR CONSTRUCTIONS (P) LTD,NO.163 ,2ND MAIN,YADAVAGIRI,MYSORE | [12 empty] | 1 | 1 |  |  |  |  | 1 |  | DG | 1 | 25 | 25 | CONSUMER | DEIS
810 | MSB-42 | SRI T N HEMANTH, M/S ENCON YAGNALAYA, NO;82, 6TH MAIN, J L PURAM, MYSORE | [12 empty] | 1 | 1 | [10 empty] | CONSUMER | DEIS
811 | MSB-43 | M/S PATHAK CONSTRUCTIONS, JAYARAM PATHAK, PRATHAM ASHIRWAD, SY.NO:200/3D, HINKAL VILLAGE, MYSORE | [12 empty] | 1 | 2 | [10 empty] | CONSUMER | DEIS
812 | MSB-44 | M/S VJVR SHELTERS , NO: 2906/1, NEW NO:D-5/1, GOKULAM MAIN ROAD, V V MOHALLA, MYSORE | [12 empty] | 1 | 1 |  |  |  |  | 2 | [5 empty] | CONSUMER | DEIS
813 | MSB-45 | M/S TULSI BUILDERS & DEVELOPERS,GPA SRI R.NAGARAJA REDDY, SY.NO:67, KATHA NO: 177 & 178, HOOTAGALLI, MYSORE | [12 empty] | 1 | 1 |  |  |  |  | 6 | [5 empty] | CONSUMER | DEIS
814 | MSB-46 | EARTH BUILDERS & DEVELOPERS PVT LTD, S.V.REGENCY, PLOT NO: 47/4,5,6,7,8,9,10, NEAR RING ROAD, HINKAL, VIJAYANAGAR 2ND STAGE, MYSORE | [12 empty] | 1 | 6 |  |  |  |  | 1 |  | DG | 1 | 82.5 | 82.5 | CONSUMER | DEIS
815 | MSB-47 | SRI PURUSHOTHAMA , SITE NO:8, BLOCK NO:9, GEHBCS LAYOUT, KERGALLI , SOMANATHANAGAR, JAYAPURA HOBLI, MYSURU TALUQ, DISTRICT | [12 empty] | 1 | 1 | [10 empty] | CONSUMER | DEIS
816 | MSB-48 | M/S BAGADIA PROPERTIES PVT LTD, NO: 2909/1, V V MOHALLA, MYSORE | [12 empty] | 1 | 1 |  |  |  |  | 1 | [5 empty] | CONSUMER | DEIS
817 | MSB-49 | DRI JAGADEESH BABU , MANAGAING DIRECTOR, SNAKALPA CONSTRUCTIONS , M/S SANKALPA SOLITARE APPARTMENTS, NO:5671/B, VIJAYANGAR, MYSURU | [12 empty] | 1 | 1 |  |  |  |  | 1 |  | DG | 1 | 30 | 30 | CONSUMER | DEIS
818 | MSB-50 | SRI H N VISHWANATH, VIJAYANAGAR 2ND STAGE, MYSORE | [12 empty] | 1 | 1 | [6 empty] | DG | 1 | 25 | 25 | CONSUMER | DEIS
819 | MSB-51 | THE SECREATRY, JSS PRASADA NILIYAGALA HIRIYA VIDYARTHIGALA SANGHA, BOYS HOSTEL, PLOT NO: 12-1, MARUTHI TEMPLE ROAD, T K LAYOUT, SARSAWATHIPURAM, MYSORE | [12 empty] | 1 | 1 |  |  |  |  | 1 |  | DG | 1 | 62.5 | 62.5 | CONSUMER | DEIS
820 | MSB-52 | SANKALPA CONSTRUCTIONS PVT LTD "SANKALPA SUNSHINE", CITB NO:90, MCC NO:2728, NEW NO: 18, 18/1 & 19, 6TH MAIN, V V MOHALAL, MYSURU | [12 empty] | 1 | 1 | [6 empty] | DG | 1 | 20 | 20 | CONSUMER | DEIS
821 | MSB-53 | THE GENERAL SECREATRY, SHESHADRI EDUCATIONAL TRUST, PLOT NO: 25, SY NO: 317(P) & 318(P), HEBBAL INDUSTRIAL AREA, MYSURU | [12 empty] | 1 | 1 |  |  |  |  | 3 | [5 empty] | CONSUMER | DEIS
822 | MSB-54 | DENNIS T BASIL, GPA HOLDER FOR M/S DAMDEN PROPERTIES , NO:36, 37, HEBBAL HOUSING INDUSTRILA AREA, MYSURU | [12 empty] | 1 | 3 | [6 empty] | DG | 1 | 125 | 125 | CONSUMER | DEIS
823 | [20 empty] | 2 |  | DG | 1 | 82.5 | 82.5 | CONSUMER | DEIS
824 | MSB-55 | SRI VIDHYASAGAR , GPA HOLDER SY NO: 136, MANCHENAHALLI VILLAGE, HEBBAL , MYSURU | [12 empty] | 1 | 1 |  |  |  |  | 1 |  | DG | 1 | 82.5 | 82.5 | CONSUMER | DEIS
825 | MSB-56 | THE SECREATRY, TASHI LHUNPO CULTURAL SOCIETY, PRAYER HALL & HOSTEL, 14TH CAMP, LAXMIPURA VILLAGE, BYLAKUPPE, PERIYAPATNA TALUQ , MYSURU | [12 empty] | 1 | 1 |  |  |  |  | 1 |  | DG | 1 | 62.5 | 62.5 | CONSUMER | DEIS
826 | MSB-57 | M/S AVISHKAR CORPORAION , PRAKRUTHI SIGMA, VIJAYANAGAR, MYSURU | [12 empty] | 1 | 1 | [6 empty] | DG | 1 | 25 | 25 | CONSUMER | DEIS
827 | MSB-58 | M/S AVISHKAR CORPORAION , PRAKRUTHI SRIKANT, NO:10/1, & 10/2, 1ST MAIN , PARAMAHAMSA ROAD, YADAVAGIRI, MYSURU | [12 empty] | 1 | 1 | [6 empty] | DG | 1 | 25 | 25 | CONSUMER | DEIS
828 | MSB-59 | SRI D.S. CHOWDAPPA SITE NO 473, JAYANAGARA CONNECTING SARASWATHIPURAM - T KOPPAL LAYOUT, CHAMARAJA MOHALLA, MYSURU | [12 empty] | 1 | 1 |  |  |  |  | 1 | [5 empty] | CONSUMER | DEIS
829 | LIFT-2 | M/S KINGS MANSION OWNERS ASSOCIATION, NO:2903/D43, 3RD MAIN, VV MOHALLA, MYSORE-2 | [18 empty] | 5 | [5 empty] | CONSUMER | DEIS
830 | LIFT-3 | NOTU MURANALAYA , BELAGOLA RING ROAD, METAGLLI, MYSUUR | [18 empty] | 1 | [5 empty] | CONSUMER | DEIS
831 | LIFT-4 | M/S THE SENIOR DIVISIONAL ELECTRICAL ENGG(RAILWAY HOSPITAL), WESTERN RAILWAY MYSORE | [18 empty] | 1 | [5 empty] | CONSUMER | DEIS
832 | LIFT-5 | SRI K GIRIDHAR,TRANQUIL BLUES NO:18, 3RD BLOCK, JL PUAM, MYSORE | [18 empty] | 1 | [5 empty] | CONSUMER | DEIS
833 | LIFT-6 | M/S RAMAN RESIDENCY, RAMAN BOARS NO:153(2709), VV MOHALLA, MYSORE | [18 empty] | 1 | [5 empty] | CONSUMER | DEIS
834 | LIFT-7 | M/S DAMDEN PRITWI NO:15D-6, 1ST CROSS, ADHIPAMPA ROAD, VV MOHALLA, MYSORE-02 | [18 empty] | 1 | [5 empty] | CONSUMER | DEIS
835 | LIFT-9 | SRI RAVI TALVAR, M/S SRIRAM PROPERTIES LTD, PVT LTD, NO:1515-1602 4/4 HINKAL MYSORE-17 | [18 empty] | 1 |  | DG | 1 | 25 | 25 | CONSUMER | DEIS
836 | LIFT-10 | K.P.MADAPPA, M/S.SAYIJAYANI HOUSING PROMOTERS, SAI HOME NIVAS, NO.24,BRINDAVAN EXTENTION,MYSORE | [18 empty] | 1 | [5 empty] | CONSUMER | DEIS
837 | LIFT-11 | B.C.VIKAS & B.C.VISHWAS, SRI DENIS BYNSIL, GPA HOLDER, NO:587/A, THONACHIKOPPAL, C & D BLOCK, KUVEMPUNAGAR, MYSORE | [18 empty] | 1 | [5 empty] | CONSUMER | DEIS
838 | LIFT-12 | SRI K.V.PREM NARAYAN, NO:411, 3RD STAGE, CONTOOR ROAD, GOKULAM, MYSORE-570012 | [18 empty] | 1 | [5 empty] | CONSUMER | DEIS
839 | LIFT-13 | M/S ANANTH BADRINATH, NO:23, KALIDASA ROAD, V.V.MOHALLA, MYSORE | [18 empty] | 1 | [5 empty] | CONSUMER | DEIS
840 | LIFT-14 | SMT. C B LEELAVATHI, NO. 5, 7TH MAIN, 3RD BLOCK, JAYALAKSHMIPURAM MYSURU. | [18 empty] | 1 | [5 empty] | CONSUMER | DEIS
841 | LIFT-15 | MS PRAMATHI EDUCATIONAL & CULTURAL TRUST, CA NO.2, UDAYARAVI ROAD, KUVEMPUNAGAR MYSURU | [20 empty] | DG | 1 | 45 | 45 | CONSUMER | DEIS
842 | [20 empty] | 1 |  | SOLAR | 1 | 30 | 30 | CONSUMER | DEIS
843 | LIFT-16 | SRI SHIVAPRASAD MADA, NO: 1543/B, C & D BOLCK, ANIKETHANA B37ROAD, KUVEMPUNAGAR, MYSORE-23 | [18 empty] | 1 | [5 empty] | CONSUMER | DEIS
844 | LIFT-17 | SMTMEENAKSHI, PLOT NO: F-2, HEBBAL I/A, OUTER HEBBAL , MYSORE | [18 empty] | 1 |  | DG | 1 | 25 | 25 | CONSUMER | DEIS
845 | LIFT-18 | SRI C.V.NETHRAM, NO:2809, 9TH CROSS ROAD, V V MOHALLA, MYSORE-12 | [18 empty] | 1 | [5 empty] | CONSUMER | DEIS
846 | LIFT-19 | .N.SHASHIKUMAR, SMT LAKSHMI (GPA HOLDER) NO:12/A, 4TH MAIN, 5TH CROSS, SARSAWATHIPURAM, MYSORE | [18 empty] | 1 | [5 empty] | CONSUMER | DEIS
847 | LIFT-20 | SMT PUSHPALATHA, NO:2664/1A, D52/A, V V PURAM, MYSORE | [18 empty] | 1 |  | DG | 1 | 62.5 | 62.5 | CONSUMER | DEIS
848 | LIFT-21 | DR LATHA , KUVEMPUNAGAR, MYSUUR | [18 empty] | 1 | [5 empty] | CONSUMER | DEIS
849 | LIFT-22 | SRI ANNAPOORNESHWARI TRUST, SVEI PRIMARY & HIGH SCHOOL, NO: 376 & 378, BELAWADI , VIJAYANAGAR 4TH STAGE, MYSORE | [18 empty] | 1 | [5 empty] | CONSUMER | DEIS
850 | LIFT-23 | DR. S. MAHESH KUMAR & DR.N. VANISHREE HOUSE NO:1027, JCST, C&D BLOCK, PANCHAMATHRA ROAD, KUVEMPUNAGAR, MYSURU | [18 empty] | 1 |  | DG | 1 | 25 | 25 | CONSUMER | DEIS
851 | LIFT-24 | SRI.V.MAHESH, #830, 830/1 & 830/2, NEW KANTHARAJ URS ROAD, T.K.LAYOUT, SARASWATHIPURAM, MYSURU. | [18 empty] | 1 | [5 empty] | CONSUMER | DEIS
852 | LIFT-25 | SRI. H.S. DEEPAK AND SMT DAKSHAYANI,NO. 130/1F1, TK LAYOUT, KASABA HOBLI, MYSURU TALUK,MYSURU00 | [18 empty] | 1 | [5 empty] | CONSUMER | DEIS
853 | LIFT-26 | M N BELLIYAPPA, M/S GAGAN CONSTRUCTIONS AND APPARTMENTS , BOGADHI 2 ND STAGE, MYSURU | [18 empty] | 1 | [5 empty] | CONSUMER | DEIS
854 | LIFT-27 | PRATHAM POOJA, OPP TO DIVYA ROOPA KALYANA MANTAP, VIJAYANAGAR 2ND STAGE, MYSURU | [18 empty] | 1 | [5 empty] | CONSUMER | DEIS
855 | LIFT-28 | SRI H N LAKSHMIKANTH, NO:1356, ANIKETHANA ROAD, G & H BLOCK, KUVEMPUNAGAR, MYSURU | [18 empty] | 1 | [5 empty] | CONSUMER | DEIS
856 | LIFT-29 | SRI VENTURERS AND LAND DEVELOPERS INDIA LTD, NO: 101, HEBBAL INDUSTRIALA AREA, KASABA HOBLI, MYSURU | [18 empty] | 1 |  | DG | 1 | 20 | 20 | CONSUMER | DEIS
857 | LIFT-30 | SRI N P VISHWANATH , MANAGAING DIRECTOR, M/S SHRISTI BUILDERS AND PROMOTERS PVT LTD, GPA HOLDER OF SMT VIJAYA , NO:2674/3, NEW NO: D-22, ADIPAMAPA ROAD, V VMOHALLA, MYSURU | [18 empty] | 1 | [5 empty] | CONSUMER | DEIS
858 | LIFT-31 | SMT. B. MEENAKSHI, SITE NO: 773, GOKULAM 3RD STAGE, DEVARAJA MOHALLA,MYSURU00 | [18 empty] | 1 | [5 empty] | CONSUMER | DEIS
859 | LIFT-33 | DR. MAHESH CHANDRA,NO: 8, JCST 'M' BLOCK, 3RD CROSS, CHAMARAJ MOHALLA, MYSURU00 | [18 empty] | 1 | [5 empty] | CONSUMER | DEIS
860 | LIFT-34 | DR. REVATHIDEVI. M.L & DR. MANJUNATHS.N.LIG-124, K H B COLONY, JAYANAGAR, 2ND STAGE, KUVEMPUNAGAR, CHAMARAJAMOHALLA,MYSURU00 | [18 empty] | 1 | [5 empty] | CONSUMER | DEIS
861 | LIFT-35 | SRI P S GANAPATHI, GPA HOLDER OF SRI A SUBBANNA AND PARTNER OF M/S GAGAN ENTERPRISES , NO:94/2, HINKAL, MYSURU | [18 empty] | 1 | [5 empty] | CONSUMER | DEIS
862 | LIFT-36 | SRI. M.J. RAMESH,JYOTHIRGAMAYA HOTEL COMPLEX, PLOT NO: 299/D, HEBBAL INDUSTRIAL AREA, MYSURU00 | [18 empty] | 1 | [5 empty] | CONSUMER | DEIS
863 | LIFT-37 | SRI. P. MURALI,NO. 2924/2A D-18/A, 12TH CROSS ROAD, V V MOHALLA,MYSURU00 | [18 empty] | 1 | [5 empty] | CONSUMER | DEIS
864 | LIFT-38 | SMT. VIMALA ASHOK, SITE NO. 7, 3RD BLOCK, JAYALAKSHMIPURAM, V.V. MOHALLA,MYSURU00 | [18 empty] | 1 | [5 empty] | CONSUMER | DEIS
865 | AEIS-1 | M/S CLINIC VIKRAM ,YADAVGIRI, MYSURU | [20 empty] | DG | 1 | 15 | 15 | CONSUMER | AEI-1
866 | AEIS-2 | M/S IDEA CELLULAR LIMITED, NO:2742/1A, NEW NO:D-5/A, 5TH MAIN ROAD, V V PURAM, MYSURU | [20 empty] | DG | 1 | 15 | 15 | CONSUMER | AEI-1
867 | AEIS-3 | M/S GOUTAM FUEL STATION , SY NO: 191, MANADAVADI ROAD, H DKOTE ROAD, JAYAPURA HOBLI,MYSURU TALUQ | [20 empty] | DG | 1 | 15 | 15 | CONSUMER | AEI-1
868 | AEIS-196 | M/S GANGOTHRI APARTMENT, 13TH CROSS, K D ROAD, JAYALAKSHMIPURAM, MYSURU. | [20 empty] | DG | 1 | 25 | 25 | CONSUMER | AEI-1
869 | AEIS-5 | M/S CUBS , NO:N-4/B, YADAVAGIRI INDUSTRIAL AREA, MYSURU. | [20 empty] | DG | 1 | 20 | 20 | CONSUMER | AEI-1
870 | AEIS-6 | MARC BATTERY INDUSTRIES, NO:68B, HOOTAGALLI I/A, MYSORE-18 | [20 empty] | DG | 1 | 20 | 20 | CONSUMER | AEI-1
871 | AEIS-7 | M/S LAKSHMI DEVI POULTRY FARM, NO.108, DASANAKOPPALU GATE,MARIKYATHANAHALLI, MYSURU. | [20 empty] | DG | 1 | 25 | 25 | CONSUMER | AEI-1
872 | AEIS-8 | M/S SHRI MYSURU GUJARATHI SAMAJ ,NO.P12,2ND MAIN,8TH CROSS,YADAVGIRI I/A,MYSURU | [20 empty] | DG | 1 | 25 | 25 | CONSUMER | AEI-1
873 | AEIS-9 | M/S KAYPEEYES BIOTECH PVT LTD, NO:308C, HEBBAL , METAGALLI POST , MYSURU | [20 empty] | DG | 1 | 15 | 15 | CONSUMER | AEI-1
874 | AEIS-10 | M/S CHETANA TRUST , RYANAKERE, KALAWADI GATE, MANADAVADI ROAD, MYSORE SOUTH, MYSORE | [20 empty] | DG | 1 | 15 | 15 | CONSUMER | AEI-1
875 | AEIS-11 | SRI VEVEKANANADA INSTITUTE FOR LEADERSHIP DEVALOPMENT,VILD OFFICE, CA-2, KIADB I/A, RING ROAD, HEBBAL , MYSURU-570016 | [20 empty] | DG | 1 | 25 | 25 | CONSUMER | AEI-1
876 | AEIS-12 | THE SECREATRY, MYSORE ENGINEERS RECREATION AND SPORTS CLUB, RAMAKRISHNANAGAR, MYSORE | [20 empty] | DG | 1 | 15 | 15 | CONSUMER | AEI-1
877 | AEIS-13 | M/S MADHUS TYRES , NEW MUSLIUM HOSTEL COMPLEX, OPPOSITE TO FIRE BRIGADE, S.S.PURAM, MYSORE | [20 empty] | DG | 1 | 25 | 25 | CONSUMER | AEI-1
878 | AEIS-14 | SRI K B RAMACHANDRA RAJ URS, NO:22, LEELA VIHAR, GOKULAM MAIN ROAD, J L PURAM, MYSURU-12 | [20 empty] | DG | 1 | 25 | 25 | CONSUMER | AEI-1
879 | AEIS-15 | M/S ADVANCED COMPONENTS & INSTRUMENTS PVT LTD, UNIT-2, C-176, I/E, YDAVAGIRI, MYSURU-20 | [20 empty] | DG | 1 | 20 | 20 | CONSUMER | AEI-1
880 | AEIS-16 | M/S ANJANEYA SWAMY TEMPLE CHOULTRY, KRS ROAD, MYSURU | [20 empty] | DG | 1 | 15 | 15 | CONSUMER | AEI-1
881 | AEIS-17 | M/S VONTIKOPPAL CLUB, VONTIKOPPAL ,MYSURU | [20 empty] | DG | 1 | 15 | 15 | CONSUMER | AEI-1
882 | AEIS-18 | M/S READY PRINT, NO.2907, 3RD MAIN ROAD, V.V.MOHALLA, MYSURU. | [20 empty] | DG | 1 | 15 | 15 | CONSUMER | AEI-1
883 | AEIS-19 | M/S SWAMY VEVEKANADA YOUTH MOVEMENT , VILD HOSTEL , CA-1, (PART), HEBBAL RING ROAD, KIADB RESIDENTAIL AREA, MYSORE | [20 empty] | DG | 1 | 15 | 15 | CONSUMER | AEI-1
884 | AEIS-20 | M/S KAYPEEYES BIOTECH PVT LTD,NO.13-14,FOOD INDUSTRY ,METAGALLI ,MYSURU | [20 empty] | DG | 1 | 15 | 15 | CONSUMER | AEI-1
885 | AEIS-21 | SRI SHIVAKUMAR , GOLDEN BELLS, R K NAGAR, MYSURU | [20 empty] | DG | 1 | 25 | 25 | CONSUMER | AEI-1
886 | AEIS-22 | M/S UMA NATARAJ FUEL POINT,NO:23/2, HUNSUR ROAD, HINKAL,MYSURU. | [20 empty] | DG | 1 | 20 | 20 | CONSUMER | AEI-1
887 | AEIS-23 | SRI H V BASAVARAJU, NO:223/1104, VIJAYANAGAR 2ND STAGE, NEAR HAMPI CIRCLE, MYSURU | [20 empty] | SOLAR | 1 | 25 | 25 | CONSUMER | AEI-1
888 | AEIS-24 | M/S VAIBHAVA LAKSHMI SERVICE STATION, NO.123/1B,BOGADHI ROAD,NEAR SPEECH & HEARING COLLEGE,MYSURU. | [20 empty] | DG | 1 | 20 | 20 | CONSUMER | AEI-1
889 | AEIS-25 | M/S KARNATAKA UMBRELLA MANUFACTURER, NO:B-131,YADAVGIRI INDUSTRIAL AREA, MYSURU. | [20 empty] | DG | 1 | 15 | 15 | CONSUMER | AEI-1
890 | AEIS-26 | M/S TRINETHRA SUPER RETAIL LTD,(MORE STORE) NO.400, 1ST STAGE,HEBBAL I/A, SBI MAIN ROAD, MYSURU. | [20 empty] | DG | 1 | 25 | 25 | CONSUMER | AEI-1
891 | AEIS-27 | M/S AISHWARYA SERVICE STATION, VIJAYANAGAR 3RD STAGE, HUNSUR ROAD, MYSURU. | [20 empty] | DG | 1 | 15 | 15 | CONSUMER | AEI-1
892 | AEIS-28 | M/S KRIPALAYA INSTITUTE OF RELIGIOUS STUDIES,BOGADHI,MYSORE. | [20 empty] | DG | 1 | 12.5 | 12.5 | CONSUMER | AEI-1
893 | AEIS-29 | M/S MORE STORE, NO: 772/A & 804 "B" BLOCK", VIJAYNAGAR 3RD STAGE, MYSURU - 17 | [20 empty] | DG | 1 | 15 | 15 | CONSUMER | AEI-1
894 | AEIS-30 | M/S SRI SANKALPA CONSTRUCTIONS (P) LTD, CORPORATE OFFICE,V.V.MOHALLA,MYSURU. | [20 empty] | DG | 1 | 20 | 20 | CONSUMER | AEI-1
895 | AEIS-31 | M/S N RANGA ROA & SONS , NO:119/109, 56/1, OLD MANADAVADI ROAD, NACHANAHALLI, MYSURU | [20 empty] | DG | 1 | 15 | 15 | CONSUMER | AEI-1
896 | AEIS-32 | M/S N RANGA ROA & SONS , NO:77/2, 78/2, OLD MANADAVADI ROAD, NACHANAHALLI, MYSURU | [20 empty] | DG | 1 | 15 | 15 | CONSUMER | AEI-1
897 | AEIS-33 | M/S PSK ENTERPRISES METAL FABRICATION , P.NO:70, HOOTAGALLI I/A, MYSURU-18 | [20 empty] | DG | 1 | 25 | 25 | CONSUMER | AEI-1
898 | AEIS-34 | M/S SUBBU'S BEAUTY & HEALTH CARE CENTRE,NO.2707,V.V.MOHALLA ,GOKULAM ROAD, MYSURU. | [20 empty] | DG | 1 | 15 | 15 | CONSUMER | AEI-1
899 | AEIS-35 | M/S WHEEL WORLD ®,NO.40,VIVEKANANADA CIRCLE ROAD,'N'BLOCK,KUVEMPUNAGARA,MYSURU | [20 empty] | DG | 1 | 15 | 15 | CONSUMER | AEI-1
900 | AEIS-36 | M/S PALACE TYRES, NO:848, PANCHAMANTRA ROAD, KUVEMPUNGAR, MYSURU | [20 empty] | DG | 1 | 15 | 15 | CONSUMER | AEI-1
901 | AEIS-37 | M/S LAXMI PATIL SERVICE STATION, RING ROAD CIRCLE, BOGADI, MYSURU. | [20 empty] | DG | 1 | 20 | 20 | CONSUMER | AEI-1
902 | AEIS-38 | M/S MYSORE WEST LIONS SEVANIKETAN SCHOOL, P-3, 6TH CROSS, GOKULAM 3RD STAGE, MYSURU. | [20 empty] | DG | 1 | 15 | 15 | CONSUMER | AEI-1
903 | AEIS-39 | M/S MYSORE RURAL & URBAN TALUK M.S.P.C,NO: 2381/CD,HEBBAL VILLAGE,KASABA HOBLI,MYSORE TALUK. | [20 empty] | DG | 1 | 15 | 15 | CONSUMER | AEI-1
904 | AEIS-40 | M/S HUTCHISON ESSAR SOUTH LTD, NO. 27, 2ND BLOCK, J.L.PURAM, MYSURU | [20 empty] | DG | 1 | 15 | 15 | CONSUMER | AEI-1
905 | AEIS-41 | M/S HUTCHISON ESSAR SOUTH LTD, NO. 2, 64/2, IST MAIN, MAHAJANA LAYOUT, VIJAYNAGAR, MYSURU | [20 empty] | DG | 1 | 15 | 15 | CONSUMER | AEI-1
906 | AEIS-42 | M/S HUTCHISON ESSAR SOUTH LTD, NO.331/B, HEBBAL INDUSTRIAL AREA, MYSURU | [20 empty] | DG | 1 | 25 | 25 | CONSUMER | AEI-1
907 | AEIS-43 | M/S HUTCHISON ESSAR SOUTH LTD, YADAVAGIRI, NEAR VIKRAM HOSPITAL, MYSURU | [20 empty] | DG | 1 | 15 | 15 | CONSUMER | AEI-1
908 | AEIS-44 | M/S HUTCHISON ESSAR SOUTH LTD, SHIVANNA COMPLEX, 16/1, KALIDASA MAIN ROAD, V.V.MOHALLA, MYSURU | [20 empty] | DG | 1 | 15 | 15 | CONSUMER | AEI-1
909 | AEIS-45 | M/S HUTCHISON ESSAR SOUTH LTD,NO.232, 2ND STAGE, GOKULAM, MYSURU | [20 empty] | DG | 1 | 15 | 15 | CONSUMER | AEI-1
910 | AEIS-46 | M/S HUTCHISON ESSAR SOUTH LTD, NO.540,'B' BLOCK, 3RD STAGE, VIJAYNAGARA,MYSURU | [20 empty] | DG | 1 | 15 | 15 | CONSUMER | AEI-1
911 | AEIS-47 | M/S HUTCHISON ESSAR SOUTH LTD, NO:CA, 1/A, HEBBAL 1ST STAGE, HEBBAL, MYSURU | [20 empty] | DG | 1 | 15 | 15 | CONSUMER | AEI-1
912 | AEIS-48 | M/S HUTCHISON ESSAR SOUTH LTD, NO:68/4A2, HUNSUR ROAD, NEAR SBI BELAVADI, MYSURU | [20 empty] | DG | 1 | 15 | 15 | CONSUMER | AEI-1
913 | AEIS-49 | M/S HUTCHISON ESSAR SOUTH LTD, PLOT NO:162/B, BELAGOLA INDUSTRIAL AREA, MYSURU | [20 empty] | DG | 1 | 15 | 15 | CONSUMER | AEI-1
914 | AEIS-50 | M/S HUTCHISON ESSAR SOUTH LTD, NO:675, CINEMA THEATRE ROAD, ELAWALA, MYSURU | [20 empty] | DG | 1 | 15 | 15 | CONSUMER | AEI-1
915 | AEIS-51 | M/S HUTCHISON ESSAR SOUTH LTD, NO:332/2A KATHA NO:1640 ASHRAMA ROAD ,HINKAL, MYSURU | [20 empty] | DG | 1 | 15 | 15 | CONSUMER | AEI-1
916 | AEIS-52 | M/S HUTCHISON ESSAR SOUTH LTD, SY NO:75, KATHA NO:620/1, HUNDI BEEDI, HINKAL, MYSURU | [20 empty] | DG | 1 | 15 | 15 | CONSUMER | AEI-1
917 | AEIS-53 | M/S HUTCHISON ESSAR SOUTH LTD, SY NO:534/2A, UDBURU JAIPURA HOBLI, MYSURU | [20 empty] | DG | 1 | 15 | 15 | CONSUMER | AEI-1
918 | AEIS-54 | M/S VODAFONE ESSAR SOUTH LTD, SITE NO:736-A, 3RD CROSS, ROOPA NAGAR, MYSURU-26 | [20 empty] | DG | 1 | 15 | 15 | CONSUMER | AEI-1
919 | AEIS-55 | M/S TATA TELE SERVICE LTD., VIDYAVARDHAKA COLLEGE OF ENGINEERING, GOKULAM 2 ND STAGE, MYSURU | [20 empty] | DG | 1 | 25 | 25 | CONSUMER | AEI-1
920 | AEIS-56 | M/S TATA TELE SERVICE LTD., C/O SURVEY NO:42, KIADB INDUSTRIAL AREA, NEAR BHARAT CANCER HOSPITAL, HEBBAL MYSURU | [20 empty] | DG | 1 | 25 | 25 | CONSUMER | AEI-1
921 | AEIS-57 | M/S TATA TELE SERVICE LTD., C/O SURVEY NO:130/2A, 18, NEAR SPEECH & HEARING INSTITUTE, MANASA GANGOTRI BOGADI, MYSURU | [20 empty] | DG | 1 | 25 | 25 | CONSUMER | AEI-1
922 | AEIS-58 | M/S TATA TELE SERVICE LTD., MR DINESH INDIRA COMPLEX, NRUPATHUNGA ROAD, KUVEMPUNAGAR MYSURU | [20 empty] | DG | 1 | 20 | 20 | CONSUMER | AEI-1
923 | AEIS-59 | M/S TATA TELE SERVICE LTD., MRS. SULOCHANA, SBM BUILDING, TEMPLE ROAD, VV MOHALLA, MYSURU | [20 empty] | DG | 1 | 20 | 20 | CONSUMER | AEI-1
924 | AEIS-60 | M/S TATA TELE SERVICE LTD., NO 938, 7TH MAIN KANTHARAJA URS ROAD, SARASWATHI PURAM, MYSURU | [20 empty] | DG | 1 | 20 | 20 | CONSUMER | AEI-1
925 | AEIS-61 | M/S WIRE LESS TT INFO SERVICE LTD., NO:241/6, 6TH CROSS, NEAR SURYA BEKARY, HEBBAL MAIN ROAD, HEBBAL MYSURU | [20 empty] | DG | 1 | 20 | 20 | CONSUMER | AEI-1
926 | AEIS-62 | M/S WIRE LESS TT INFO SERVICE LTD., NO:1340/A,NEAR RAMAMANDIRA TEMPLE,HINKAL VILLAGE, MYSURU-570 017 | [20 empty] | DG | 1 | 20 | 20 | CONSUMER | AEI-1
927 | AEIS-63 | M/S WIRE LESS TT INFO SERVICE LTD., SITE NO:20, SY. NO.93, KATHA NO.175/1, BELAWATTA VILLAGE, RBI POST, MYSURU-570 003 | [20 empty] | DG | 1 | 20 | 20 | CONSUMER | AEI-1
928 | AEIS-64 | M/S WIRELESS TT INFO SERVICE LTD., NO:19/2A, & 19/2B, BELAGOLA INDUSTRIAL AREA, METAGALLI, MYSURU | [20 empty] | DG | 1 | 20 | 20 | CONSUMER | AEI-1
929 | AEIS-65 | M/S WIRELESS TT INFO SERVICE LTD, NO:130/2A-18, BOGADI, MYSURU | [20 empty] | DG | 1 | 25 | 25 | CONSUMER | AEI-1
930 | AEIS-66 | M/S WIRELESS TT INFO SERVICE LTD., NO:136 LIG , 6TH MAIN, I ST STAGE, BRINDHAVAN EXTENSION, MYSURU | [20 empty] | DG | 1 | 20 | 20 | CONSUMER | AEI-1
931 | AEIS-67 | M/S WIRELESS TT INFO SERVICE LTD., NO:70/A, SAHUKAR CHENNAYYA MAIN ROAD, CHAMARAJA MOHALLA, KUVEMPUNAGAR, MYSURU | [20 empty] | DG | 1 | 20 | 20 | CONSUMER | AEI-1
932 | AEIS-68 | M/S WIRELESS TT INFO SERVICE LTD, NO:527, VIJAYANAGAR, 3RD STAGE, B BLOCK, MYSURU | [20 empty] | DG | 1 | 20 | 20 | CONSUMER | AEI-1
933 | AEIS-69 | M/S WIRE LESS TT INFO SERVICE LTD., SY. NO:110, NEAR MATHA AMRUTHAMAYI SCHOOL, 2ND STAGE, BOGADI MYSURU | [20 empty] | DG | 1 | 20 | 20 | CONSUMER | AEI-1
934 | AEIS-70 | M/S WIRELESS TT INFO SERVICE LTD, NO:28/B, OLD MANANDAVADI ROAD MYSURU SOUTH, MYSURU | [20 empty] | DG | 1 | 20 | 20 | CONSUMER | AEI-1
935 | AEIS-71 | M/S RELIANCE INFOCOMM LTD., NO17/A, 2ND MAIN PARAMAHAMSA ROAD YADAVAGIRI, MYSURU | [20 empty] | DG | 1 | 15 | 15 | CONSUMER | AEI-1
936 | AEIS-72 | M/S RELIANCE INFOCOMM LTD., BTS VIVEKANANDA NAGAR, MYSURU | [20 empty] | DG | 1 | 15 | 15 | CONSUMER | AEI-1
937 | AEIS-73 | M/S RELIANCE COMMUNICATION LTD., DEEPANAGAR, MYSURU | [20 empty] | DG | 1 | 25 | 25 | CONSUMER | AEI-1
938 | AEIS-74 | M/S RELIANCE COMMUNICATION LTD., GRS FANTASY PARK METAGALLI, MYSURU | [20 empty] | DG | 1 | 25 | 25 | CONSUMER | AEI-1
939 | AEIS-75 | M/S RELIANCE COMMUNICATION LTD., DATTAGALLI MYSURU | [20 empty] | DG | 1 | 25 | 25 | CONSUMER | AEI-1
940 | AEIS-76 | M/S RELIANCE COMMUNICATION LTD., BELAVATTA VILLAGE, MYSURU | [20 empty] | DG | 1 | 25 | 25 | CONSUMER | AEI-1
941 | AEIS-77 | M/S INDUS TOWER LTD., NO:3, GORUR VG, SRIRAMPURA POST, MYSURU | [20 empty] | DG | 1 | 15 | 15 | CONSUMER | AEI-1
942 | AEIS-78 | M/S INDUS TOWER LTD., SY. NO:3/3, DODDAMARAGOWDANAHALLI VILLAGE, ILWALA HOBLI MYSURU | [20 empty] | DG | 1 | 15 | 15 | CONSUMER | AEI-1
943 | AEIS-79 | M/S INDUS TOWER LTD., SY. NO:309, PLOT NO:295-A-PART 2, KASABA HOBLI, HEBBAL INDUSTRIAL AREA, MYSURU | [20 empty] | DG | 1 | 15 | 15 | CONSUMER | AEI-1
944 | AEIS-80 | M/S INDUS TOWER LTD., KATHA NO:2412, SITE NO:2362, BANK COLONY ROAD, BOGADI, MYSURU | [20 empty] | DG | 1 | 15 | 15 | CONSUMER | AEI-1
945 | AEIS-81 | M/S MS XCEL TELECOM PVT LTD, PLOT NO:12, KSSIDC PLOT, HEBBAL INDUSTRIAL AREA, JK RADIAL PLANT, HEBBAL, MYSURU | [20 empty] | DG | 1 | 15 | 15 | CONSUMER | AEI-1
946 | AEIS-82 | M/S BHARATI MOBILES LTD.,NO.1503,VIJAYANAGAR 2ND STAGE, DEVARAJ MOHALLA, MYSURU | [20 empty] | DG | 1 | 15 | 15 | CONSUMER | AEI-1
947 | AEIS-83 | M/S BHARATI AIRTEL LTD., NATIONAL NYLON FABRICS, 162-A, BELAGOLA INDUSTRIAL AREA, METAGALLI, MYSURU | [20 empty] | DG | 1 | 15 | 15 | CONSUMER | AEI-1
948 | AEIS-84 | M/S BHARATI AIRTEL LTD., NO:2928/1, NEW NO:D.8:1, & NO:2928/1A, GOKULAM MAIN ROAD, DEVARAJ MOHALLA, MYSURU | [20 empty] | DG | 1 | 25 | 25 | CONSUMER | AEI-1
949 | AEIS-85 | M/S BHARATI AIRTEL LTD., SOVEREIGN FOOD PRODUCTS, PLOT NO:1-H-B, SY. NO:85, HOOTAGALLI VILLAGE, MYSURU | [20 empty] | DG | 1 | 15 | 15 | CONSUMER | AEI-1
950 | AEIS-86 | M/S BHARATI INFRATEL LTD, KATHA NO:35, VISHWAMANAVA DOUBLE ROAD, RAMAKRISHNANAGAR 2ND STAGE, MYSURU | [20 empty] | DG | 1 | 15 | 15 | CONSUMER | AEI-1
951 | AEIS-87 | M/S BHARATI AIRTEL LTD, PROPERTY NO:69, OLD NO:34/B, 8TH CROSS, 4TH MAIN, DEVARAJ MOHALLA, MYSURU | [20 empty] | DG | 1 | 15 | 15 | CONSUMER | AEI-1
952 | AEIS-88 | M/S BHARATI AIRTEL LTD, NO:307, NAGAWALA VILLAGE, ELWALA HOBLI, MYSURU | [20 empty] | DG | 1 | 15 | 15 | CONSUMER | AEI-1
953 | AEIS-89 | M/S BHARATI MOBILE LTD., NO:3084, IST MAIN, PARAMAHAMSA ROAD, YADAVAGIRI, MYSURU | [20 empty] | DG | 1 | 20 | 20 | CONSUMER | AEI-1
954 | AEIS-90 | M/S BHARATI AIRTEL LTD., NO:93/35, BELWATTA VILLAGE, KASABA HOBLI, MYSURU | [20 empty] | DG | 1 | 15 | 15 | CONSUMER | AEI-1
955 | AEIS-91 | M/S BHARATI AIRTEL LTD, DEVAYYANAHUNDI, SRIRAMPURA 2ND STAGE, MYSURU | [20 empty] | DG | 1 | 15 | 15 | CONSUMER | AEI-1
956 | AEIS-92 | M/S BHARATI AIRTEL LTD, SY. NO.348/2, KADUKOLA VILLAGE, JAYAPURA HOBLI, MYSURU | [20 empty] | DG | 1 | 15 | 15 | CONSUMER | AEI-1
957 | AEIS-93 | M/S BHARATI AIRTEL LTD, SY. NO 45, CHOWDAHALLI, MYSURU | [20 empty] | DG | 1 | 15 | 15 | CONSUMER | AEI-1
958 | AEIS-94 | M/S BHARATI AIRTEL LTD., NO:1503, VIJAYANAGAR 2ND STAGE, DEVARAJ MOHALLA, MYSURU | [20 empty] | DG | 1 | 25 | 25 | CONSUMER | AEI-1
959 | AEIS-95 | M/S BHARATI AIRTEL LTD., SITE NO:763/A, 5TH CROSS, ROOPANAGAR, M.K.HALLI, MYSURU | [20 empty] | DG | 1 | 15 | 15 | CONSUMER | AEI-1
960 | AEIS-96 | M/S AIRCEL LTD, NO:219, NEAR VIDHYA VARDHAKA COLLEGE, 2ND STAGE, VIJAYANAGAR, MYSURU-570 001 | [20 empty] | DG | 2 | 25 | 50 | CONSUMER | AEI-1
961 | AEIS-97 | M/S SHIVA SERVICE STATION, UDAYARAVI ROAD, KUVEMPUNAGAR, MYSURU | [20 empty] | DG | 1 | 15 | 15 | CONSUMER | AEI-1
962 | AEIS-98 | M/S ARVIND BRANDS, MEGA MART, NO:60, OPP. APOLLO HOSPITAL, NEW KANTHARAJ URS ROAD, KUVEMPUNAGAR, MYSURU | [20 empty] | DG | 1 | 15 | 15 | CONSUMER | AEI-1
963 | AEIS-100 | M/S INDUS TOWERS LTD,.NO: 118, OPP. SIRICULTURE HOSTEL, MANANDAVADI MAIN ROAD, SRIRAMPURAM, MYSURU | [20 empty] | DG | 1 | 15 | 15 | CONSUMER | AEI-1
964 | AEIS-101 | M/S RANGOLI TEXTILES, KUVEMPUNAGARA, UDAYARAVI ROAD MYSURU | [20 empty] | DG | 1 | 15 | 15 | CONSUMER | AEI-1
965 | AEIS-102 | M/S VIOM NETWORKS LTD, SY.NO: 190/2, KHATA NO:10/C, HINKAL VILLAGE, KASABA HOBLI, HUNSUR ROAD, MYSURU-570 017 | [20 empty] | DG | 1 | 15 | 15 | CONSUMER | AEI-1
966 | AEIS-103 | M/S INDUS TOWERS LTD, SY.NO: 2, MEGALAPURA VILLAGE, MYDANAHALI, YELWALA HOBLI, MYSURU | [20 empty] | DG | 1 | 15 | 15 | CONSUMER | AEI-1
967 | AEIS-104 | M/S JAGADAMBA SERVICE STATION, NO:1364/A, DOUBLE ROAD, KUVEMPUNAGAR, MYSURU-23 | [20 empty] | DG | 1 | 15 | 15 | CONSUMER | AEI-1
968 | AEIS-105 | M/S INFOSYS TECHNOLOGY LTD, CISF BARRACKS, NO:316 PART 1, HEBBAL I/A, MYSURU | [20 empty] | DG | 1 | 25 | 25 | CONSUMER | AEI-1
969 | AEIS-106 | M/S INDUS TOWERS LTD., SY. NO: 17, JAYAPURA VILLAGE & POST, MYSURU | [20 empty] | DG | 1 | 25 | 25 | CONSUMER | AEI-1
970 | AEIS-107 | M/S INDUS TOWERS LTD, SY. NO:307, NAGAWALA VILLAGE, YELWALA HOBLI, MYSURU | [20 empty] | DG | 1 | 25 | 25 | CONSUMER | AEI-1
971 | AEIS-108 | M/S INDUS TOWERS LTD., PLOT NO: 151/A, METAGALLI VILLAGE, MYSURU | [20 empty] | DG | 1 | 15 | 15 | CONSUMER | AEI-1
972 | AEIS-109 | M/S INDUS TOWERS LTD., SY NO:272/3, DEVARAJA MOHALLA, VIJAYANAGAR 2ND STAGE, MYSURU | [20 empty] | DG | 1 | 15 | 15 | CONSUMER | AEI-1
973 | AEIS-110 | M/S INDUS TOWERS LTD., PLOT NO:410-413, KASABA HOBLI, HEBBAL, MYSURU | [20 empty] | DG | 1 | 25 | 25 | CONSUMER | AEI-1
974 | AEIS-111 | M/S INDUS TOWERS LTD., SY NO:36, NEAR RING ROAD, OPP GRS FANTASY PARK, METAGALLI, MYSURU | [20 empty] | DG | 1 | 15 | 15 | CONSUMER | AEI-1
975 | AEIS-112 | M/S INDUS TOWERS LTD., KHATA NO:125, NO:15 & 32/1, CHIKKAHARADAHALLI, ARAVINDANAGAR, 4TH MAIN, SRIRAMPURA, MYSURU | [20 empty] | DG | 1 | 15 | 15 | CONSUMER | AEI-1
976 | AEIS-113 | M/S INDUS TOWERS LTD., SY NO:1/1, ARDHANAHALLI, MADHUR POST, JAYAPURA HOBLI MYSURU | [20 empty] | DG | 1 | 15 | 15 | CONSUMER | AEI-1
977 | AEIS-114 | M/S INDUS TOWERS LTD., PROPERTY KATHA NO:888, MARTIKYATANAHALLI, JAYAPURA HOBLI, MYSURU | [20 empty] | DG | 1 | 15 | 15 | CONSUMER | AEI-1
978 | AEIS-115 | M/S INDUS TOWERS LTD., ASSEAAMENT NO:97, YECHAGUNDLU VILLAGE, MYSURU | [20 empty] | DG | 1 | 15 | 15 | CONSUMER | AEI-1
979 | AEIS-116 | M/S INDUS TOWERS LTD., NO:144/3, SALUNDI VILLAGE ROAD, KELLAHALLI, JAYAPURA HOBLI & POST, MYSURU | [20 empty] | DG | 1 | 15 | 15 | CONSUMER | AEI-1
980 | AEIS-117 | M/S INDUS TOWERS LTD., SY NO:205/11, HEBBUR VILLAGE, KASABA HOBLI, MYSURU | [20 empty] | DG | 1 | 15 | 15 | CONSUMER | AEI-1
981 | AEIS-118 | M/S INDUS TOWERS LTD., SY NO:3/1, HEBBADI VILLAGE, MYSURU | [20 empty] | DG | 1 | 15 | 15 | CONSUMER | AEI-1
982 | AEIS-119 | M/S ISKON, NO:31, 18TH CROSS, JAYANAGAR,MYSURU-14 | [20 empty] | DG | 1 | 25 | 25 | CONSUMER | AEI-1
983 | AEIS-120 | M/S TRINETHRA RETAILS LTD, ANNAPURNA COMPLEX, NO:376/3, SARASWATIPURAM EXTN., TONACHIKOPPAL SAHUKAR CHANNNAIAH ROAD, MYSURU | [20 empty] | DG | 1 | 25 | 25 | CONSUMER | AEI-1
984 | AEIS-121 | M/S MULUKANADU SABHA , VIJAYANGAR, MYSURU | [20 empty] | DG | 1 | 25 | 25 | CONSUMER | AEI-1
985 | AEIS-122 | M/S RELIANCE INFRATEL LTD, NO:333, 69/2, MANANDHAVADI HD KOTE ROAD, SRIRAMPURA MYSURU | [20 empty] | DG | 1 | 25 | 25 | CONSUMER | AEI-1
986 | AEIS-123 | M/S WIRELESS TT INFO SERVICE LTD., VIJAYANAGAR 1ST STAGE, OPP TO YOGA NARASIMHASWAMY TEMPLE, MYSURU | [20 empty] | DG | 1 | 20 | 20 | CONSUMER | AEI-1
987 | AEIS-124 | M/S WIRELESS TT INFO SERVICE LTD., SY NO:71/1, KHB COLONY BELWADI POST, HOOTAGALLI, MYSURU-570 014 | [20 empty] | DG | 1 | 20 | 20 | CONSUMER | AEI-1
988 | AEIS-125 | M/S INDUS TOWERS LTD, SY NO:83/1, KATHA NO:190, KUMARABEEDU VILLAGE, BEERIHUNDI POST, ELAWALA HOBLI, MYSURU | [20 empty] | DG | 1 | 15 | 15 | CONSUMER | AEI-1
989 | AEIS-126 | M/S INDUS TOWERS LTD., NO:73/1, CHIKKAKANYA VILLAGE, DODDAKANYA POST, JAYAPURA HOBLI MYSURU | [20 empty] | DG | 1 | 15 | 15 | CONSUMER | AEI-1
990 | AEIS-127 | M/S INDUS TOWERS LTD., SY NO:110/7, GOPALAPURA VILLAGE, JAYAPURA HOBLI, MYSURU | [20 empty] | DG | 1 | 15 | 15 | CONSUMER | AEI-1
991 | AEIS-128 | M/S INDUS TOWERS LTD., PLOT NO:20(A-1), MYSURU - BELAGOLA I/A, BACKSIDE OF KODAGAHALLI SERVICE STATION, OPP JK TYRE FACTORY, KRS ROAD, MYSURU-570016 | [20 empty] | DG | 1 | 15 | 15 | CONSUMER | AEI-1
992 | AEIS-129 | M/S INDUS TOWERS LTD., SY NO:43, KHATHA NO:57, GUNGRALA CHATRA VILLAGE, K.NAGANAHALLI POST, ELWALA HOBLI, MYSURU-571130 | [20 empty] | DG | 1 | 15 | 15 | CONSUMER | AEI-1
993 | AEIS-130 | M/S SHAKTI VINAYAKA SERVICE STATION, NO:301/1B, MYSURU HUNSUR HIGHWAY YELAWALA MYSURU-30 | [20 empty] | DG | 1 | 15 | 15 | CONSUMER | AEI-1
994 | AEIS-131 | M/S MADHU TYRES SERVICES, PADVARALLI HUNSUR ROAD, MYSURU-09 | [20 empty] | DG | 1 | 25 | 25 | CONSUMER | AEI-1
995 | AEIS-132 | M/S INDUS TOWERS LTD., KATHA NO:111/110, KERAGALLI & POST, JAYAPURA HOBLI, MYSURU | [20 empty] | DG | 1 | 15 | 15 | CONSUMER | AEI-1
996 | AEIS-133 | M/S INDUS TOWERS LTD., SITE NO:2253/B, 2254, 8TH CROSS, 15TH MAIN, VIJAYANAGAR 2ND STAGE MYSURU-17 | [20 empty] | DG | 1 | 15 | 15 | CONSUMER | AEI-1
997 | AEIS-134 | M/S SRI VENKATESHWARA FUNCTION HALL, OPPOSITE CHITRAVANA RESORT, KALWADI GATE, KOTE HUNDI MANANDAVADI ROAD, MYSURU | [20 empty] | DG | 1 | 20 | 20 | CONSUMER | AEI-1
998 | AEIS-135 | M/S VIOM NETWORKS LTD., PLOT NO:1-H-B, HOOTAGALLI INDUSTRIAL AREA, SY NO:85,HOOTAGALLI VILLAGE, KASABA HOBLI, MYSURU | [20 empty] | DG | 1 | 25 | 25 | CONSUMER | AEI-1
999 | AEIS-136 | M/S VIOM NETWORKS LTD., SY. NO:216/1, KHATHA NO:984/A12/622, SITE NO:6, SUBRAMANYANAGAR VIJAYANAGAR 3RD STAGE, HINKAL VILLAGE, MYSURU | [20 empty] | DG | 1 | 15 | 15 | CONSUMER | AEI-1
1000 | AEIS-137 | M/S VIOM NETWORKS LTD., PARVATAMMA, BOGADI, MYSURU | [20 empty] | DG | 1 | 15 | 15 | CONSUMER | AEI-1
1001 | AEIS-138 | M/S VIOM NETWORKS LTD., PROPERTY BEARING NO:104/1 N NO:5, KATHA JANJAR NO:744, GURUR VILLAGE, KASABA HOBLI, MYSURU | [20 empty] | DG | 1 | 15 | 15 | CONSUMER | AEI-1
1002 | AEIS-139 | M/S VIOM NETWORKS LTD., PROPERTY BEARING SITE SY. NO:3/4, BELAVADI VILLAGE, YELWALA HOBLI, MYSURU | [20 empty] | DG | 1 | 15 | 15 | CONSUMER | AEI-1
1003 | AEIS-140 | M/S VIOM NETWORKS LTD, RANGA RAO COLONY RK NAGAR MYSURU | [20 empty] | DG | 1 | 25 | 25 | CONSUMER | AEI-1
1004 | AEIS-141 | M/S VIOM NETWORKS LTD., FACTORY BUILDING NO: MF18, YADAVAGIRI I/A, DEVARAJ MOHALLA , MYSURU | [20 empty] | DG | 1 | 15 | 15 | CONSUMER | AEI-1
1005 | AEIS-142 | M/S VIOM NETWORKS LTD., MR D.RAMAIAH GOWDA, S NO:5, GURGALLI VILLAGE, BELAVADI POST, MYSURU | [20 empty] | DG | 1 | 15 | 15 | CONSUMER | AEI-1
1006 | AEIS-143 | M/S VIOM NETWORKS LTD., PROPERTY BEARING SITE NO:59, AT BOGADHI VILLAGE, KASABA HOBLI, MYSURU | [20 empty] | DG | 1 | 15 | 15 | CONSUMER | AEI-1
1007 | AEIS-144 | M/S VIOM NETWORKS LTD., SY.NO: 71/1, HOOTAGALLI, KHB COLONY , BELVADI POST, MYSURU | [20 empty] | DG | 1 | 25 | 25 | CONSUMER | AEI-1
1008 | AEIS-145 | M/S VIOM NETWORKS LTD., SRI BEERESHWARASWAMY TEMPLE, SY NO:129/1 & 127/2, THONACHI KOPPAL, BEHIND JC ROAD, MYSURU | [20 empty] | DG | 1 | 15 | 15 | CONSUMER | AEI-1
1009 | AEIS-146 | M/S VIOM NETWORKS LTD., PROPERTY BEARING PLOT NO:68-K, KHATHA NO:59, SY NO:105, HOOTAGALLI VILLAGE, KASABA HOBLI, MYSURU | [20 empty] | DG | 1 | 15 | 15 | CONSUMER | AEI-1
1010 | AEIS-147 | M/S VIOM NETWORKS LTD., PLOT NO:306-B, SY NO:6 & 7, HEBBAL I/A, KASABA HOBLI, MYSURU | [20 empty] | DG | 1 | 15 | 15 | CONSUMER | AEI-1
1011 | AEIS-148 | SRI SRINIVAS NO:119, 7TH CROSS NIVILU ROAD, KUVEMPUNAGAR MYSORE | [20 empty] | DG | 1 | 25 | 25 | CONSUMER | AEI-1
1012 | AEIS-149 | M/S VIOM NETWORKS LTD., SITE NO:6A, BLOCK B5, VASU LAYOUT, RAMAKRISHNANAGAR I BLOCK, MYSURU | [20 empty] | DG | 1 | 20 | 20 | CONSUMER | AEI-1
1013 | AEIS-150 | M/S VIOM NETWORKS LTD, NO:1340/A, NEAR RAMAMANDIRA TEMPLE,HINKAL VILLAGE,MYSURU-570 017 | [20 empty] | DG | 1 | 20 | 20 | CONSUMER | AEI-1
1014 | AEIS-151 | M/S GTL INFRASTRUCTURE LTD., SY NO:96, NO:465, HOOTAGALLI INDUSTRIAL AREA, KRS ROAD, MYSURU | [20 empty] | DG | 1 | 15 | 15 | CONSUMER | AEI-1
1015 | AEIS-152 | M/S SREE LPG LTD, RING ROAD, BOGADHI VILLAGE, MYSURU | [20 empty] | DG | 1 | 25 | 25 | CONSUMER | AEI-1
1016 | AEIS-153 | THE PRESIDENT, M/S GANA BHARATHI VEENE SHESHANNA BHAVAN , ADHICHUNCHNAGIRI ROAD, KUVEMPUNGAR, MYSURU | [20 empty] | DG | 1 | 20 | 20 | CONSUMER | AEI-1
1017 | AEIS-154 | M/S VIOM NETWORKS LTD., SY.NO: 77/1, KATHA NO:142, NO:527, HOOTAGALLI VILLAGE, KRS ROAD, MYSURU | [20 empty] | DG | 1 | 15 | 15 | CONSUMER | AEI-1
1018 | AEIS-155 | M/S VIOM NETWORKS LTD., PLOT NO:166, SY.NO: 366, NEAR LUNAR BAGS, HEBBAL INDUSTRIAL AREA, KASABA HOBLI, HEBBAL VILLAGE, MYSURU-570 018 | [20 empty] | DG | 1 | 15 | 15 | CONSUMER | AEI-1
1019 | AEIS-156 | M/S VIOM NETWORKS LTD., PROPERTY BEARING SY.NO:268/2, JINJAR NO:175, HEBBAL VILLAGE, KASABA HOBLI, MYSURU | [20 empty] | DG | 1 | 15 | 15 | CONSUMER | AEI-1
1020 | AEIS-157 | M/S SKY BAR & REASTURANT , NO:6/2B, NEAR BOGADHI RING ROAD, MYSURU | [20 empty] | DG | 1 | 20 | 20 | CONSUMER | AEI-1
1021 | AEIS-158 | M/S BHARGHAVI ENTERPRISES, NO:69, METAGALLI INDUSTRAIAL ESTATE, MYSURU-16 | [20 empty] | DG | 1 | 15 | 15 | CONSUMER | AEI-1
1022 | AEIS-159 | M/S AMRITA KRIPA HOSPITAL , ROOPANAGAR, MYSORE-26 | [20 empty] | DG | 1 | 25 | 25 | CONSUMER | AEI-1
1023 | AEIS-160 | M/S SARASWATHIPURAM CLUB, NO. 1/70-71, #70, VISHWAMANAVA DOUBLE ROAD, SARASWATHIPURAM, MYSURU - 570 009 | [20 empty] | DG | 1 | 15 | 15 | CONSUMER | AEI-1
1024 | AEIS-161 | M/S VIOM NETWORKS LTD., NO:61, METAGALLI (GRS FANTASY PARK), OPP RBI, MYSURU | [20 empty] | DG | 1 | 15 | 15 | CONSUMER | AEI-1
1025 | AEIS-162 | M/S GAYATHRI ARCADE, NO 127/1, 2ND CROSS, YADAVAGIRI, MYSORE-20 | [20 empty] | DG | 1 | 15 | 15 | CONSUMER | AEI-1
1026 | AEIS-163 | M/S VIOM NETWORKS LTD., NO:193/3,KUMBARAKOPPLU, HEBBAL, MYSURU | [20 empty] | DG | 1 | 15 | 15 | CONSUMER | AEI-1
1027 | AEIS-164 | M/S VIOM NETWORKS LTD., NO:3,4,13,14,23 & 24, 3RD BLOCK, ASHRAMA ROAD, JAYALAKSHMIPURAM, MYSURU-12 | [20 empty] | DG | 1 | 15 | 15 | CONSUMER | AEI-1
1028 | AEIS-165 | M/S VIOM NETWORKS LTD, NO:D-53, HEBBAL I/A, MYSURU-17(HARSHA ENTERPRISES) | [20 empty] | DG | 1 | 15 | 15 | CONSUMER | AEI-1
1029 | AEIS-166 | M/S VIOM NETWORKS LTD, NO:1 & 436, HEBBAL I/A, C/O M/S MIDAS GRANITES (P) LTD, HEBBAL , MYSURU. | [20 empty] | DG | 1 | 20 | 20 | CONSUMER | AEI-1
1030 | AEIS-167 | M/S BASAVESHWARA KALYANA MANTAP, 1ST MAIN, 7TH CROSS, PADUVARAHALLI, MYSORE | [20 empty] | DG | 1 | 25 | 25 | CONSUMER | AEI-1
1031 | AEIS-168 | M/S INDUS TOWERS LTD, NO:333/69/2, H D KOTE ROAD, SRIRAMPURA, MYSURU | [20 empty] | DG | 1 | 15 | 15 | CONSUMER | AEI-1
1032 | AEIS-169 | M/S COASTAL GARDEN, NO-83, BELAGOLA INDUSTRIAL AREA, OPP TO FALCON TYRES, KRS MAIN ROAD, MYSURU | [20 empty] | DG | 1 | 20 | 20 | CONSUMER | AEI-1
1033 | AEIS-170 | TOWER VISION INDIA PVT LTD, SY.NO: 1, VIJASHREEPURA, SJCE ENGINEERING COLLEGE CAMPUS, MYSORE -6 | [20 empty] | DG | 1 | 25 | 25 | CONSUMER | AEI-1
1034 | AEIS-171 | M/S ATC TELECOM CORPORATION PVT LTD, PLOT NO: 113, NO:634, B M SHREE NAGAR, 13TH CROSS, 1ST MAIN, MYSURU-570017. | [20 empty] | DG | 1 | 15 | 15 | CONSUMER | AEI-1
1035 | AEIS-172 | M/S INDAVARA ENGINEERING CO PVT LTD, HOOTAGALLI INDUSTRIALA AREA, NO:73, 2ND STAGE, MYSURU-570008. | [20 empty] | DG | 1 | 25 | 25 | CONSUMER | AEI-1
1036 | AEIS-173 | PANCHAYAT ENGINEERING DIVISION, KUVEMPUNAGAR, MYSURU | [20 empty] | DG | 1 | 25 | 25 | CONSUMER | AEI-1
1037 | AEIS-174 | M/S ATC TELECOM TOWER CORPORATION PVT LTD, SY.NO: 307, DHANAGALLI VILLAGE, JAYAPURA HOBLI, MYSURU | [20 empty] | DG | 1 | 25 | 25 | CONSUMER | AEI-1
1038 | AEIS-175 | M/S GNANA GANGA EDUCATION TRUST, KUVEMPUNAGAR, MYSORE. | [20 empty] | DG | 1 | 25 | 25 | CONSUMER | AEI-1
1039 | AEIS-176 | M/S R N MURTHY, V V MOHALLA, MYSURU | [20 empty] | DG | 1 | 15 | 15 | CONSUMER | AEI-1
1040 | AEIS-177 | M/S ASSISTANT EXECUTIVE ENGINEER, ELECTRICAL SUB DIVISION, KAVERI BHAVAN, YADAVGIRI, MYSURU 570 020 | [20 empty] | DG | 1 | 25 | 25 | CONSUMER | AEI-1
1041 | AEIS-178 | MYSORE NIRMITHI KENDRA, NO 98, BEHIND REGIONAL COLLEGE, BOGADI SECOND STAGE, MYSURU-570 026. | [20 empty] | SOLAR | 1 | 25 | 25 | CONSUMER | AEI-1
1042 | AEIS-179 | M/S VIOM NETWORKS LTD., NO:661, HUNSUR ROAD, HINKAL VILLAGE, KASABA HOBLI, MYSURU | [20 empty] | DG | 1 | 25 | 25 | CONSUMER | AEI-1
1043 | AEIS-180 | M/S BHARATI AIRTEL LTD, SY. NO:17, JAYAPURA VILLAGE, MYSURU. | [20 empty] | DG | 1 | 15 | 15 | CONSUMER | AEI-1
1044 | AEIS-181 | SMT.A.M.PRABHAVATHI, NO:121, GOKULAM MAIN ROAD, JL PURAM, MYSURU | [20 empty] | DG | 1 | 25 | 25 | CONSUMER | AEI-1
1045 | AEIS-182 | M/S BHARATI AIRTEL LTD, SY. NO:121/A, SHOP 3&4, 5TH CROSS, SARASWATHIPURAM, MYSURU. | [20 empty] | DG | 1 | 10 | 10 | CONSUMER | AEI-1
1046 | AEIS-183 | SRI. SUNIL P.B, NO:596, 1ST MAIN, "B" BLOCK, KANAKADASANAGAR, MYSURU - 570 022. | [20 empty] | SOLAR | 1 | 15 | 15 | CONSUMER | AEI-1
1047 | AEIS-184 | SRI.R.GURU, NO:3005, GOKULAM MAIN ROAD, PANCHAVATI CIRCLE, V V MOHALLA, MYSURU | [20 empty] | DG | 1 | 15 | 15 | CONSUMER | AEI-1
1048 | AEIS-185 | SRI SHIVAPRAKASH , SY NO: 67/1,2,3 &4, KOTE HUNDI VILLAGE, CHOWDAHALLI DAKOLE ,MYSURU TALUK | [20 empty] | DG | 1 | 20 | 20 | CONSUMER | AEI-1
1049 | AEIS-186 | SRI ASHWIN SIDDARTH , NO:18, KALIDASA ROAD, J L PURAM, MYSURU | [20 empty] | DG | 1 | 15 | 15 | CONSUMER | AEI-1
1050 | AEIS-187 | M/S V K FUEL STATION, NEW KANTHARAJA URS ROAD, KUVEMPUNGAR, MYSURU | [20 empty] | DG | 1 | 15 | 15 | CONSUMER | AEI-1
1051 | AEIS-188 | TRACK AND TRAIL , NO:2, 3RD STAGE , VIJAYANAGAR, MYSURU | [20 empty] | DG | 1 | 25 | 25 | CONSUMER | AEI-1
1052 | AEIS-189 | THE CHIEF OPERATING OFFICER, M/S RANGA RAO AND SONS PVT LTD, N R HOUSE, VANI VILAS OAD, MYSURU | [20 empty] | DG | 1 | 25 | 25 | CONSUMER | AEI-1
1053 | AEIS-190 | M/S VODAFONA ESSAR SOUTH LTD CAI SRIRAMPURA 2 ND STAGE MYSORE | [20 empty] | DG | 1 | 10 | 10 | CONSUMER | AEI-1
1054 | AEIS-191 | M/S VODAFONA ESSAR SOUTH LTD PROPERTY NO:992, & 995 NEAR GANGOTHRI FLOOR MILL, KOORGALLI BELAVADI POST MYSORE | [20 empty] | DG | 1 | 10 | 10 | CONSUMER | AEI-1
1055 | AEIS-192 | M/S VODAFONA ESSAR SOUTH LTD PLOT NO 1HC, HOOTAGALLI IND AREA MYSORE | [20 empty] | DG | 1 | 10 | 10 | CONSUMER | AEI-1
1056 | AEIS-193 | M/S BHARATI AIRTEL LTD, NO:534/2A, UDBUR VG, MYSORE | [20 empty] | DG | 1 | 10 | 10 | CONSUMER | AEI-1
1057 | AEIS-194 | M/S BHARATI AIRTEL LTD, NO:264,YELLWALA MYSORE | [20 empty] | DG | 1 | 10 | 10 | CONSUMER | AEI-1
1058 | AEIS-195 | SRI B LOKESH , NIVEDITHA NAGAR, BOGADHI LAYOUT, MYSURU | [20 empty] | DG | 1 | 15 | 15 | CONSUMER | AEI-1
1059 | AEIS-1 | M/S TIBETIAN CO-OPERATIVE SOCIETY,B.M.ROAD,BYLAKUPPE,PERIYAPATNA TQ | [20 empty] | DG | 1 | 18 | 18 | CONSUMER | AEIS-2
1060 | AEIS-2 | M/S CHHUDHITASHI LHUNPO,CULTURAL SOCIETY ,TIBETIAN SETTLEMENT,P.O.BYLAKUPPE POST,PERIYAPATNA TQ | [20 empty] | DG | 1 | 10 | 10 | CONSUMER | AEIS-2
1061 | AEIS-3 | M/S T.AJAM RINPONCHE,NYINGUMPA MONSTERY, CAMP-4, BYLAKUPPE, PERIYAPATNA TQ. | [20 empty] | DG | 1 | 20 | 20 | CONSUMER | AEIS-2
1062 | AEIS-4 | M/S. ATC TELEOM TOWER CORPORATION PVT.LTD, SY NO: 16, KANAGAL VILLAGE, HARANAHALLI HOBLI, PERIYAPATNA TALUQ | [20 empty] | DG | 1 | 15 | 15 | CONSUMER | AEIS-2
1063 | AEIS-5 | M/S SAMI POULTRY FARM,BYLAKUPPE ,PERIYAPATNA TQ | [20 empty] | DG | 1 | 15 | 15 | CONSUMER | AEIS-2
1064 | AEIS-6 | M/S HOTEL DEVIPRASAD, BRIGADE ROAD, HUNSUR | [20 empty] | DG | 1 | 7.5 | 7.5 | CONSUMER | AEIS-2
1065 | AEIS-7 | M/S GOURI SHANKAR FUEL STATION , SY NO: 23, JANJER NO: 369 , SOMANAHALLI VILLAGE , HUNSUR TALUQ | [20 empty] | DG | 1 | 15 | 15 | CONSUMER | AEIS-2
1066 | AEIS-8 | THE SECRETARY, SERA MEY TSANGPA, KHANGTSEN EDUCATION SOCIETY(P), SERALAMA CAMP, BYLAKUPPE, PERIYAPATNA TALLUK, MYSURU DIST | [20 empty] | DG | 1 | 25 | 25 | CONSUMER | AEIS-2
1067 | AEIS-9 | M/S V.I.K.KALYANA MANTAP,GOKUL EXTENSION,NEAR SERICULTURE MARKET, HUNSUR TQ | [20 empty] | DG | 1 | 15 | 15 | CONSUMER | AEIS-2
1068 | AEIS-10 | THE ASSIATANT EXECUTIVE ENGINEER, CNNL, ELECTRICAL S/D, H D KOTE TALUQ, MYSORE DISTRICT | [20 empty] | DG | 1 | 25 | 25 | CONSUMER | AEIS-2
1069 | AEIS-11 | M/S KARNATAKA STATE SEEDS CO-ORPORATION LTD,K.R.NAGARA | [20 empty] | DG | 1 | 25 | 25 | CONSUMER | AEIS-2
1070 | AEIS-12 | MS/ SUMA MARY, GOOD SHEPERD SCHOOL, NOORALAKUPPE,SY.NO:96/2, H D KOTE TALUQ | [20 empty] | DG | 1 | 15 | 15 | CONSUMER | AEIS-2
1071 | AEIS-13 | THE MANAGER INDIAN OIL DEALER, TIBETIAN PRIMARY AGRICULTURAL CREDIT CO-OPERATIVE SOCIETY LTD, GOLLARAHALLY , BYLAKUPPE, PERIYAPATNA TALUK, MYSURU DISTRICT. | [20 empty] | DG | 1 | 20 | 20 | CONSUMER | AEIS-2
1072 | AEIS-14 | M/S DARSHINI BAR & RESTAURANT ,BETTDDAPURA ROAD,PERIYAPATNA TQ | [20 empty] | DG | 1 | 15 | 15 | CONSUMER | AEIS-2
1073 | AEIS-15 | M/S HUNSUR WORKS PETROLEUM BUNK PRIMESIS, HUNUSUR TQ | [20 empty] | DG | 1 | 20 | 20 | CONSUMER | AEIS-2
1074 | AEIS-17 | M/S SECRETARY,HAALU UTHPADAKAKARA SAHAKARA SANGHA,SAALIGRAMA,K.R.NAGARA TQ | [20 empty] | DG | 1 | 15 | 15 | CONSUMER | AEIS-2
1075 | AEIS-18 | M/S SECRETARY,HAALU UTHPADAKAKARA SAHAKARA SANGHA,HEBBALU,K.R.NAGARA TQ | [20 empty] | DG | 1 | 15 | 15 | CONSUMER | AEIS-2
1076 | AEIS-19 | M/S PALJOR DHARGY LING GUEST HOUSE ,NEAR GOLDEN TEMPLE,CAMP-4,BYLAKUPPE,PERIYAPATNA TQ | [20 empty] | DG | 1 | 20 | 20 | CONSUMER | AEIS-2
1077 | AEIS-20 | M/S SERAMAY GYALTONG KHANGSTEN SERAMAY, MAHAYANA BUDDHIST UNIVERSITY, BYLAKUPPE ,PERIYAPATNA TQ | [20 empty] | DG | 1 | 25 | 25 | CONSUMER | AEIS-2
1078 | AEIS-21 | M/S TSAWA KHANGTSEN,SERALAMA CAMP,BYLAKUPPE,PERIYAPATNA TQ | [20 empty] | DG | 1 | 25 | 25 | CONSUMER | AEIS-2
1079 | AEIS-22 | M/S TASHI LUMPO MONESTRY ,LAKSHMIPUR CAMP, BYLAKUPPE, PERIYAPATNA TQ | [20 empty] | DG | 2 | 7.5 | 15 | CONSUMER | AEIS-2
1080 | AEIS-23 | M/S HOSA AGRAHARA MILK PRODUCER'S CO-OP SOCIETY,HOSA AGRAHARA,K.R.NAGARA TQ | [20 empty] | DG | 1 | 25 | 25 | CONSUMER | AEIS-2
1081 | AEIS-24 | M/S KANUGANAHALLI MILK PRODUCER'S CO-OP SOCIETY,KANUGANAHALLI ,K.R.NAGARA TQ | [20 empty] | DG | 1 | 25 | 25 | CONSUMER | AEIS-2
1082 | AEIS-25 | M/S CHIKKANAYAKANAHALLI MILK PRODUCER'S CO-OP SOCIETY , CHIKKANAYAKANAHALLY, K.R.NAGAR TQ | [20 empty] | DG | 1 | 25 | 25 | CONSUMER | AEIS-2
1083 | AEIS-26 | M/S HUTCHSON ESSAR SOUTH LTD,T.D.L.CO-OPRATIVE SOCITY, NO.CAMP-3, HOUSE-9, BYLAKUPPE | [20 empty] | DG | 1 | 15 | 15 | CONSUMER | AEIS-2
1084 | AEIS-27 | M/S HUTCHSON ESSAR SOUTH LTD,NO:40/2, LAKSHMIPURA, BYLAKUPPE, PERIYAPATNA TALUQ | [20 empty] | DG | 1 | 25 | 25 | CONSUMER | AEIS-2
1085 | AEIS-28 | M/S HUTCHSON ESSAR SOUTH LTD,TIBETAN COLONY , MOBILE SERVICES TOWER, PERIYAPATNA | [20 empty] | DG | 1 | 15 | 15 | CONSUMER | AEIS-2
1086 | AEIS-29 | M/S HUTCHSON ESSAR SOUTH LTD, NO:42/2 LAXMIPURA VG BAILAKOPPA POST PERIYAPATNA MYSORE | [20 empty] | DG | 1 | 15 | 15 | CONSUMER | AEIS-2
1087 | AEIS-30 | M/S HUTCHSON ESSAR SOUTH LTD, SY NO:673/1A, SALIGRQAMA VG, BELLUR-CHIKKANAYAKANAHALLI MYSORE | [20 empty] | DG | 1 | 15 | 15 | CONSUMER | AEIS-2
1088 | AEIS-31 | M/S HUTCHSON ESSAR SOUTH LTD, SY NO:17/1, BERYA SALIGRAMA ROAD SALIGRAMA MYSORE | [20 empty] | DG | 1 | 15 | 15 | CONSUMER | AEIS-2
1089 | AEIS-32 | M/S HUTCHSON ESSAR SOUTH LTD, PROPERTY NO: 103, 14TH BLOCK NEW EXTENSION SALIGRAMA MYSORE | [20 empty] | DG | 1 | 15 | 15 | CONSUMER | AEIS-2
1090 | AEIS-33 | M/S INDUS TOWER LTD, SY.NO.160, HALLADAMANAGANAHALLI VILLAGE, HAMPAPURA HOBLI, H D KOTE TALUK, MYSURU DISTRICT | [20 empty] | DG | 1 | 15 | 15 | CONSUMER | AEIS-2
1091 | AEIS-34 | M/S VODAFONA ESSAR SOUTH LTD ASSEMENT NO:948/C PH ROAD BETTADAPURA PP TQ, MYSORE | [20 empty] | DG | 1 | 10 | 10 | CONSUMER | AEIS-2
1092 | AEIS-35 | M/S VODAFONA ESSAR SOUTH LTD ASSEMENT NO:176/176, BEHIND LAMA CAMP 2 BLOCK DODDAHARVE BYLAKUPPE MYSORE | [20 empty] | DG | 1 | 10 | 10 | CONSUMER | AEIS-2
1093 | AEIS-36 | M/S VODAFONA ESSAR SOUTH LTD SURVE NO:1/170, KATHA NO:88, DODDA HARVE PP TQ MYSORE | [20 empty] | DG | 1 | 10 | 10 | CONSUMER | AEIS-2
1094 | AEIS-38 | M/S VODAFONA ESSAR SOUTH LTD PROPERTY NO: 172 HANCHIPURA POST, HALEYUR HD KOTE MYSORE | [20 empty] | DG | 1 | 10 | 10 | CONSUMER | AEIS-2
1095 | AEIS-39 | M/S VODAFONA ESSAR SOUTH LTD PP NO:776/A MR NO:16/A HOSPTEL ROAD MIRLE KR NAGAR MYSORE | [20 empty] | DG | 1 | 10 | 10 | CONSUMER | AEIS-2
1096 | AEIS-40 | M/S VODAFONA ESSAR SOUTH LTD SITE NO:108/IPI HALEYUR EXTENSION HUNSUR POST MYSORE | [20 empty] | DG | 1 | 10 | 10 | CONSUMER | AEIS-2
1097 | AEIS-41 | M/S VODAFONA ESSAR SOUTH LTD NO:280 HOSPATRE KAVAL HUNSUR TQ MYSORE | [20 empty] | DG | 1 | 10 | 10 | CONSUMER | AEIS-2
1098 | AEIS-42 | M/S TATA TELE SERVICE LTD SY NO; 64/1A 64/1C, BYLAKOPPA VG HARNAHALLI HOBLI PP TQ, MYSORE | [20 empty] | DG | 1 | 15 | 15 | CONSUMER | AEIS-2
1099 | AEIS-44 | M/S TATA TELE SERVICE LTD OPP TO NO: 1822/26 NIZAM MOHALLA, HUNSUR TOWN, MYSORE | [20 empty] | DG | 1 | 25 | 25 | CONSUMER | AEIS-2
1100 | AEIS-45 | M/S GTL INFRASTRUCTURE LTD SY NO:57, SANAIYA STREET OPP BETTADAPUR ROAD, BEHIND KSRTC BUS STAND PERIYAPATNA TQ MYSORE | [20 empty] | DG | 1 | 25 | 25 | CONSUMER | AEIS-2
1101 | AEIS-46 | M/S GTL INFRASTRUCTURE LTD SY SITE NO 159/1 SHOP NO:5, TIBETIAN SWEETS BUILDING BAILAKUPPE MYSORE | [20 empty] | DG | 1 | 25 | 25 | CONSUMER | AEIS-2
1102 | AEIS-47 | M/S GTL INFRASTRUCTURE LTD, MR. R.S.SRINIVAS RANGACHAR S/O MR.M.V. SHIVANNA RANGACHAR, SITE NO:1209/1123, BHRAMA SAMAJI OPP KR NAGAR MYSORE | [20 empty] | DG | 1 | 15 | 15 | CONSUMER | AEIS-2
1103 | AEIS-48 | M/S WIRE LESS TT INFRO SERVICE LTD, NO:1373/1, KHATHA NO. 633, SARGUR VG, HD KOTE TQ MYSORE | [20 empty] | DG | 1 | 15 | 15 | CONSUMER | AEIS-2
1104 | AEIS-49 | M/S WIRE LESS TT INFRO SERVICE LTD, NO:41/8, BHERYA VILLAGE, HOSAAGRAHARA HOBLI, KR NAGAR TQ MYSORE | [20 empty] | DG | 1 | 15 | 15 | CONSUMER | AEIS-2
1105 | AEIS-50 | M/S WIRE LESS TT INFRO SERVICE LTD, SY. NO:3/494/205 SRIRAM BLOCK, KR NAGARA MAIN ROAD, MYSORE | [20 empty] | DG | 1 | 20 | 20 | CONSUMER | AEIS-2
1106 | AEIS-51 | M/S WIRE LESS TT INFRO SERVICE LTD, NO:147/2 NEAR HOUSING BOARD ROAD, DODDAHUNASUR HUNSUR VILLAGE, KASABA HOBLI, HUNSURU TALLUK, MYSORE | [20 empty] | DG | 1 | 20 | 20 | CONSUMER | AEIS-2
1107 | AEIS-52 | M/S WIRE LESS TT INFRO SERVICE LTD, NO:3437/C OLD KR NAGAR ROAD MEDARA BLOCK KALKUNTE, HUNSUR MYSORE | [20 empty] | DG | 1 | 20 | 20 | CONSUMER | AEIS-2
1108 | AEIS-53 | M/S INDUS TOWER LTD, NO:56/6, NERAVAGILU HUNSUR TQ MYSORE | [20 empty] | DG | 1 | 15 | 15 | CONSUMER | AEIS-2
1109 | AEIS-54 | M/S INDUS TOWER LTD, NO:144/6 1ST DIVISION, SHABBIRNAGAR HUNSUR TQ MYSORE | [20 empty] | DG | 1 | 15 | 15 | CONSUMER | AEIS-2
1110 | AEIS-55 | M/S INDUS TOWER LTD, NO:43 UMATHUR VG, HANGODU HUNSUR TQ MYSORE | [20 empty] | DG | 1 | 15 | 15 | CONSUMER | AEIS-2
1111 | AEIS-56 | M/S INDUS TOWER LTD, NO:62/2A1, OPP CTRI, NEAR DEED OFFICE, H D KOTE MAIN ROAD HUNSUR,CHIKKA HUNSUR TQ MYSORE | [20 empty] | DG | 1 | 15 | 15 | CONSUMER | AEIS-2
1112 | AEIS-57 | M/S INDUS TOWER LTD, KR NAGAR BYPASS ROAD, KALKUNIKE HUNSUR POST & TQ MYSORE | [20 empty] | DG | 1 | 15 | 15 | CONSUMER | AEIS-2
1113 | AEIS-58 | M/S INDUS TOWER LTD, NO:2633, SY NO. 131/2A, BHARAT RICE MILL, NEAR APMC YARD, OPP BM ROAD HUNSUR TQ MYSORE | [20 empty] | DG | 1 | 15 | 15 | CONSUMER | AEIS-2
1114 | AEIS-59 | M/S INDUS TOWER LTD, NO:305/299 BOLANAHALLI VG, BILIKERE HOBLI HUNSUR TQ MYSORE | [20 empty] | DG | 1 | 15 | 15 | CONSUMER | AEIS-2
1115 | AEIS-60 | M/S INDUS TOWER LTD, NO:16/48, NEAR WATER TANK MAIN ROAD, KATTEMALAVADI, GAVADAGERE HOBLI, HUNSUR TQ MYSORE | [20 empty] | DG | 1 | 15 | 15 | CONSUMER | AEIS-2
1116 | AEIS-61 | M/S RELIANCE INFOCOM LTD NO173/1, GONIKOPPAL ROAD PP VG & TQ MYSORE | [20 empty] | DG | 1 | 15 | 15 | CONSUMER | AEIS-2
1117 | AEIS-62 | M/S RELIANCE INFOCUM LTD KR NAGR MYSORE | [20 empty] | DG | 1 | 15 | 15 | CONSUMER | AEIS-2
1118 | AEIS-63 | M/S INDUS TOWER LTD NO:20 UTTANAHALLI VG , PANCHAVALLI POST, PERIYAPATNA TQ MYSORE | [20 empty] | DG | 1 | 15 | 15 | CONSUMER | AEIS-2
1119 | AEIS-64 | M/S INDUS TOWER LTD NO:22/1, PANCHAVALLI VILLAGE, KASABA HOBLI, PERIYAPATNA TQ MYSORE | [20 empty] | DG | 1 | 15 | 15 | CONSUMER | AEIS-2
1120 | AEIS-65 | M/S INDUS TOWER LTD NO:30/23/171, SATYAGALA VG, PERIYAPATNA TQ MYSORE | [20 empty] | DG | 1 | 15 | 15 | CONSUMER | AEIS-2
1121 | AEIS-69 | M/S MS XCEL TELECOM PVT LTD SITE NO:3475/20, ARALIMARADA STREET KALKUNTE HUNSUR TOWN MYSORE | [20 empty] | DG | 1 | 25 | 25 | CONSUMER | AEIS-2
1122 | AEIS-70 | M/S BHARATI AIRTEL LTD, NO:143/1040 , BETTADAPURA VG, PERIYAPATNA TQ MYSORE | [20 empty] | DG | 1 | 10 | 10 | CONSUMER | AEIS-2
1123 | AEIS-71 | M/S BHARATI AIRTEL LTD, NO:2183/167/1, VASAVI PALACE BM ROAD PERIYAPATNE MYSORE | [20 empty] | DG | 1 | 25 | 25 | CONSUMER | AEIS-2
1124 | AEIS-72 | M/S BHARATI AIRTEL LTD, NO:21, RAVANDUR VG, PERIYAPATNA TQ MYSORE | [20 empty] | DG | 1 | 15 | 15 | CONSUMER | AEIS-2
1125 | AEIS-73 | M/S BHARATI AIRTEL LTD, NO:167, CAMP NO. 01, DODDAHARVE VG, PERIYAPATNA TQ MYSORE | [20 empty] | DG | 1 | 15 | 15 | CONSUMER | AEIS-2
1126 | AEIS-74 | M/S BHARATI AIRTEL LTD, NO:5, BYLAKUPPE TIBETIAN CAMP, PERIYAPATNA TQ MYSORE | [20 empty] | DG | 1 | 15 | 15 | CONSUMER | AEIS-2
1127 | AEIS-75 | M/S BHARATI AIRTEL LTD, NO128/118KITTUR ( TERANI MANTI ) HD KOTE TQ MYSORE | [20 empty] | DG | 1 | 7.5 | 7.5 | CONSUMER | AEIS-2
1128 | AEIS-76 | M/S BHARATI AIRTEL LTD, NO:259 & 258 KATHA NO:311/259, 310/258, N BELATHUR VG, HD KOTE MYSORE | [20 empty] | DG | 1 | 7.5 | 7.5 | CONSUMER | AEIS-2
1129 | AEIS-77 | M/S BHARATI AIRTEL LTD, NO:65, OLD NO:401 NEW SITE NO:65, MANCHEGOWDANAHALLI VG, HD KOTE MYSORE | [20 empty] | DG | 1 | 7.5 | 7.5 | CONSUMER | AEIS-2
1130 | AEIS-78 | M/S BHARATI AIRTEL LTD, NO:434, SAGARE VG, KUNDALIKE HOBLI, HD KOTE MYSORE | [20 empty] | DG | 1 | 15 | 15 | CONSUMER | AEIS-2
1131 | AEIS-79 | M/S BHARATI AIRTEL LTD, NO:68/1 HALANAHALLI HD KOTE TQ MYSORE | [20 empty] | DG | 1 | 10 | 10 | CONSUMER | AEIS-2
1132 | AEIS-80 | M/S BHARATI AIRTEL LTD, NO:66, KARAPURA VG, HD KOTEMYSORE | [20 empty] | DG | 1 | 15 | 15 | CONSUMER | AEIS-2
1133 | AEIS-81 | M/S.BHARTI AIRTEL LTD,SYNO.37/2A1,YERAHALLI VILLAGE, SARGUR VILLAGE,H.D.KOTE TQ | [20 empty] | DG | 1 | 10 | 10 | CONSUMER | AEIS-2
1134 | AEIS-82 | M/S.BHARTI AIRTEL LTD,SYNO.842/A,SARGUR VILLAGE,H.D.KOTE TQ | [20 empty] | DG | 1 | 10 | 10 | CONSUMER | AEIS-2
1135 | AEIS-83 | M/S.BHARTI AIRTEL LTD,SYNO.109/P1,CHAMAHALLI HAMPAPURA HOBLI,H.D.KOTE TQ | [20 empty] | DG | 1 | 15 | 15 | CONSUMER | AEIS-2
1136 | AEIS-84 | M/S.BHARTI AIRTEL LTD,SYNO.151/118,2ND MAIN ROAD, H D KOTE TQ | [20 empty] | DG | 1 | 15 | 15 | CONSUMER | AEIS-2
1137 | AEIS-85 | M/S.BHARTI AIRTEL LTD,HOSUR VG, KR NAGAR MYSORE | [20 empty] | DG | 1 | 10 | 10 | CONSUMER | AEIS-2
1138 | AEIS-86 | M/S.BHARTI AIRTEL LTD,NO:137/5, KESTHUR KOPPAL, KR NAGAR MYSORE | [20 empty] | DG | 1 | 10 | 10 | CONSUMER | AEIS-2
1139 | AEIS-87 | M/S.BHARTI AIRTEL LTD,GRAM PACHAYAT PROPERTY MIRLE, KR NAGAR MYSORE | [20 empty] | DG | 1 | 10 | 10 | CONSUMER | AEIS-2
1140 | AEIS-88 | M/S.BHARTI AIRTEL LTD,SY NO:5/2, SALIGRAMA KR NAGAR MYSORE | [20 empty] | DG | 1 | 15 | 15 | CONSUMER | AEIS-2
1141 | AEIS-89 | M/S.BHARTI CELLAR LTD, NO:1124/814, CHANDRAMOULI ROAD, KR NAGAR MYSORE | [20 empty] | DG | 1 | 25 | 25 | CONSUMER | AEIS-2
1142 | AEIS-90 | M/S BHARATI INFRATEL LTD, ASS NO:90/A, MELLUR VG KR NAGAR MYSORE | [20 empty] | DG | 1 | 7.5 | 7.5 | CONSUMER | AEIS-2
1143 | AEIS-91 | M/S BHARATI INFORATEL LTD, NEW ASS NO:1108/1029, CM ROAD, KR NAGAR, MYSORE | [20 empty] | DG | 1 | 15 | 15 | CONSUMER | AEIS-2
1144 | AEIS-92 | M/S BHARATI AIRTEL LTD, MR GHOUSE SHARIFF MUSLIM BLOCK NO:20, ROSHAN MOAHALLA KR NAGAR | [20 empty] | DG | 1 | 15 | 15 | CONSUMER | AEIS-2
1145 | AEIS-93 | M/S BHARATI AIRTEL LTD, SY NO:22/5, BHERYA VG HOSA AGRAHARA KR NAGAR | [20 empty] | DG | 1 | 15 | 15 | CONSUMER | AEIS-2
1146 | AEIS-94 | M/S BHARATI AIRTEL LTD, SY NO:512, HAMPAPURA VG KR NAGAR | [20 empty] | DG | 1 | 15 | 15 | CONSUMER | AEIS-2
1147 | AEIS-95 | M/S BHARATI INFRATEL LTD, SY NO:155, MANCHANAHALLI VG HUNSUR | [20 empty] | DG | 1 | 15 | 15 | CONSUMER | AEIS-2
1148 | AEIS-96 | M/S BHARATI AIRTEL LTD, NO:108, RATNAPURI COLONY KASABA HOBLI HUNSUR | [20 empty] | DG | 1 | 15 | 15 | CONSUMER | AEIS-2
1149 | AEIS-97 | M/S BHARATI AIRTEL LTD, NO:7/7, BILIKERE VG HUNSUR | [20 empty] | DG | 1 | 10 | 10 | CONSUMER | AEIS-2
1150 | AEIS-98 | M/S BHARATI AIRTEL LTD, NO:4/11, VARANJI VG GURUPURA HUNSUR TQ | [20 empty] | DG | 1 | 10 | 10 | CONSUMER | AEIS-2
1151 | AEIS-99 | M/S BHARATI INFRATEL LTD, NO:664/C & 665/C, SY NO:1/3, CHIKUNDA HUNSUR | [20 empty] | DG | 1 | 7.5 | 7.5 | CONSUMER | AEIS-2
1152 | AEIS-100 | M/S BHARATI INFRATEL LTD,RENYKA S/O KODANDA NO:LALBUND STREET HUNSUR | [20 empty] | DG | 1 | 15 | 15 | CONSUMER | AEIS-2
1153 | AEIS-101 | M/S BHARATI AIRTEL LTD, M/S BALAJI INDUSTRIES PLOT NO:1 2 & 3, KSSIDC I/E BMRD AOAD, HUSNUR | [20 empty] | DG | 1 | 15 | 15 | CONSUMER | AEIS-2
1154 | AEIS-102 | M/S AIRCEL LTD, KATHA NO:3588/2, BM ROAD, KALKUNIKE HUSNUR | [20 empty] | DG | 1 | 15 | 15 | CONSUMER | AEIS-2
1155 | AEIS-103 | M/S AIRCEL LTD, GP NO:63&64, WARD NO:5, FORT ROAD, KATTI RAMAYYA STREET SALIGRAMA KR NAGAR | [20 empty] | DG | 1 | 15 | 15 | CONSUMER | AEIS-2
1156 | AEIS-106 | M/S MYSORE CHARAMARAJANAGAR DIST CO OP SOCIETY CHIKKAVADDARAGUDI MILK PRODICERS CO OPE SOCIETY KR NAGAR | [20 empty] | DG | 1 | 25 | 25 | CONSUMER | AEIS-2
1157 | AEIS-107 | M/S INDUS TOWERS LTD, SY NO:5, HADANUR VG SARGUR HOBLI HD KOTE MYSORE | [20 empty] | DG | 1 | 15 | 15 | CONSUMER | AEIS-2
1158 | AEIS-108 | M/S INDUS TOWERS LTD, PROP NO:258 & 259, NO:311/259,/310/258, N BELATHTHUR VG, HD KOTE | [20 empty] | DG | 1 | 15 | 15 | CONSUMER | AEIS-2
1159 | AEIS-109 | M/S INDUS TOWERS LTD, PR. NO:1904/2221/B, HB COLONY HD KOTE MYSORE | [20 empty] | DG | 1 | 15 | 15 | CONSUMER | AEIS-2
1160 | AEIS-110 | M/S INDUS TOWERS LTD, OLD NO:401, NEW NO:65, MANCHEGOWDANAHALLI , HD KOTE MYSORE | [20 empty] | DG | 1 | 15 | 15 | CONSUMER | AEIS-2
1161 | AEIS-111 | M/S INDUS TOWERS LTD, SY NO:434, SAGARE VG, KUNDALIKE HOBLI HD KOTE MYSORE | [20 empty] | DG | 1 | 15 | 15 | CONSUMER | AEIS-2
1162 | AEIS-112 | M/S INDUS TOWERS LTD, KATHA NO:128/118,THERANIMANTI HD KOTE MYSORE | [20 empty] | DG | 1 | 15 | 15 | CONSUMER | AEIS-2
1163 | AEIS-113 | M/S WIRELESS TT INFO SERVICES LTD NO:1044/1035, KARIGOWDA STREET HUNSUR | [20 empty] | DG | 1 | 20 | 20 | CONSUMER | AEIS-2
1164 | AEIS-114 | M/S INDUS TOWERS LTD, SY NO:53/P4, HUNDIMALA BUILDING HUNSUR | [20 empty] | DG | 1 | 15 | 15 | CONSUMER | AEIS-2
1165 | AEIS-115 | M/S INDUS TOWERS LTD, GAGENAHALLI VG HUNSUR | [20 empty] | DG | 1 | 15 | 15 | CONSUMER | AEIS-2
1166 | AEIS-116 | M/S INDUS TOWERS LTD, OPEN LAND ADJACENT TO GOVT SCHOOL,GURUPURA MAIN ROAD, UMMATHTHUR HUNSUR | [20 empty] | DG | 1 | 15 | 15 | CONSUMER | AEIS-2
1167 | AEIS-117 | M/S INDUS TOWERS LTD, DODDAHEJJURU HANAGODU VG HUNSUR | [20 empty] | DG | 1 | 15 | 15 | CONSUMER | AEIS-2
1168 | AEIS-118 | M/S INDUS TOWERS LTD JANJAR NO:4A, BR KAVAL VG, HANUGODU POST HUNSUR | [20 empty] | DG | 1 | 15 | 15 | CONSUMER | AEIS-2
1169 | AEIS-119 | M/S INDUS TOWERS LTD, SY NO:2/2, HEBBANAKUPPE VG, HANAGODU HUNSUR | [20 empty] | DG | 1 | 15 | 15 | CONSUMER | AEIS-2
1170 | AEIS-120 | M/S INDUS TOWERS LTD, HANAGODU HUNSUR | [20 empty] | DG | 1 | 15 | 15 | CONSUMER | AEIS-2
1171 | AEIS-121 | M/S INDUS TOWERS LTD, SITE NO:334/1, BANNIKUPPE VG & POST MYSORE | [20 empty] | DG | 1 | 15 | 15 | CONSUMER | AEIS-2
1172 | AEIS-122 | M/S INDUS TOWERS LTD, PLOT NO:119, HARAVEKALLALLI HARAVE POST HUNSUR | [20 empty] | DG | 1 | 15 | 15 | CONSUMER | AEIS-2
1173 | AEIS-123 | M/S INDUS TOWERS LTD, SY NO:241, DEVITANDRE VG MYSORE | [20 empty] | DG | 1 | 15 | 15 | CONSUMER | AEIS-2
1174 | AEIS-124 | M/S INDUS TOWERS LTD, MUSLIM BLOCK ROSHAN MOHALLA KR NAGAR | [20 empty] | DG | 1 | 15 | 15 | CONSUMER | AEIS-2
1175 | AEIS-125 | M/S INDUS TOWERS LTD, ASS NO:90/A, MELLUR VG KR NAGAR | [20 empty] | DG | 1 | 15 | 15 | CONSUMER | AEIS-2
1176 | AEIS-126 | M/S INDUS TOWERS LTD, SIDDAPURA KR NAGAR | [20 empty] | DG | 1 | 15 | 15 | CONSUMER | AEIS-2
1177 | AEIS-127 | M/S INDUS TOWERS LTD, SY NO:22/5, BHERYA VG KR NAGAR | [20 empty] | DG | 1 | 25 | 25 | CONSUMER | AEIS-2
1178 | AEIS-128 | M./S INDUS TOWER SLTD, SALIGRAMA ROAD, BHERYA KR NAGAAR | [20 empty] | DG | 1 | 15 | 15 | CONSUMER | AEIS-2
1179 | AEIS-129 | M/S INDUS TOWERS LTD, NO:1/2, BYADARAHALLI VG KR NAGAR | [20 empty] | DG | 1 | 15 | 15 | CONSUMER | AEIS-2
1180 | AEIS-130 | M/S INDUS TOWERS LTD, NEW ASS NO:1108/1029, CM ROAD, KR NAGAR | [20 empty] | DG | 1 | 15 | 15 | CONSUMER | AEIS-2
1181 | AEIS-131 | M/S INDUS TOWERS LTD, NO:5031/51, WARD NO:12, KANTHENAHALLI NEW EXTENSION, KR NAGAR | [20 empty] | DG | 1 | 15 | 15 | CONSUMER | AEIS-2
1182 | AEIS-132 | M/S INDUS TOWERS LTD, SY NO:212/7, ARAKERE VG 7 POST, KASABA HOBLI KR NAGAR | [20 empty] | DG | 1 | 15 | 15 | CONSUMER | AEIS-2
1183 | AEIS-133 | M/S INDUS TOWERS LTD, SY NO:291/1, GOLIGEKERE VG KR NAGAR | [20 empty] | DG | 1 | 25 | 25 | CONSUMER | AEIS-2
1184 | AEIS-134 | M/S INDUS TOWERS LTD, SY NO:153/1B, LALANDEVANAHALLI POST KR ANGAAR | [20 empty] | DG | 1 | 15 | 15 | CONSUMER | AEIS-2
1185 | AEIS-135 | M/S INDUS TOWERS LTD, NO:32/3, CHEERANAHALLI CHANDAGALA POST HEBBAL HOBLI KR ANGAR | [20 empty] | DG | 1 | 15 | 15 | CONSUMER | AEIS-2
1186 | AEIS-136 | M/S INDUS TOWERS LTD, NO:146, KUPPE VG, CHUNCHANAKATTE HOBLI KR NAGAR | [20 empty] | DG | 1 | 15 | 15 | CONSUMER | AEIS-2
1187 | AEIS-137 | M/S INDUS TOWERS LTD, KHATHA NO:4132/3212, ST BLOCK, MADHUNAHALLI KR NAGARA | [20 empty] | DG | 1 | 15 | 15 | CONSUMER | AEIS-2
1188 | AEIS-138 | M/S INDUS TOWERS LTD, NO:2/1, OPP SRINIDHI HOSPITAL, CHUNCHANAKATTE MAIN ROAD, KR NAGAR | [20 empty] | DG | 1 | 15 | 15 | CONSUMER | AEIS-2
1189 | AEIS-139 | M/S INDUS TOWERS LTD, SY NO:1/11, CHIKKABEECHANAHALLI BILIKERE HOBLI HUNSUR | [20 empty] | DG | 1 | 15 | 15 | CONSUMER | AEIS-2
1190 | AEIS-140 | M/S INDUS TOWERS LTD, SY NO:155, MANUGANAHALLI VG HUNSUR | [20 empty] | DG | 1 | 15 | 15 | CONSUMER | AEIS-2
1191 | AEIS-141 | M/S INDUS TOWERS LTD, SY NO:51, B METTEGERE VG, KADALIKE HOBLI, HD KOTE | [20 empty] | DG | 1 | 15 | 15 | CONSUMER | AEIS-2
1192 | AEIS-142 | M/S INDUS TOWERS LTD, SY NO:25/1, KATTAWADI VG, BELIKERE HOBLI HUNSUR | [20 empty] | DG | 1 | 25 | 25 | CONSUMER | AEIS-2
1193 | AEIS-143 | M/S INDUS TEOWERS LTD, SY NO:126/1, HATWAL VG, HD KOTE | [20 empty] | DG | 1 | 15 | 15 | CONSUMER | AEIS-2
1194 | AEIS-144 | M/S INDUS TOWERS LTD, GP NO:181, KYAIHANAHALLI PSOT, HD KOTE | [20 empty] | DG | 1 | 15 | 15 | CONSUMER | AEIS-2
1195 | AEIS-145 | M/S INDUS TOWERS LTD, PR NO:229/1, HYRIGE VG HD KOTE | [20 empty] | DG | 1 | 15 | 15 | CONSUMER | AEIS-2
1196 | AEIS-146 | MS/ INDUS TOWERS LTD, SY NO:81, KATTIHUNDI VG HAMPASAGAR HOBLI HD KOTE | [20 empty] | DG | 1 | 25 | 25 | CONSUMER | AEIS-2
1197 | AEIS-147 | M/S INDUS TOWERS LTD, SY NO:321/60, 322/61, DODDAPADUKOTE VG HD KOTE | [20 empty] | DG | 1 | 25 | 25 | CONSUMER | AEIS-2
1198 | AEIS-148 | M/S INDUS TOWERS LTD, PR NO:657/1, 768/1, HUNSUR | [20 empty] | DG | 1 | 25 | 25 | CONSUMER | AEIS-2
1199 | AEIS-149 | M/S INDUS TOWERS LTD, SITE NO:21, RAVANDUR VG PP TQ | [20 empty] | DG | 1 | 25 | 25 | CONSUMER | AEIS-2
1200 | AEIS-150 | M/S INDUS TOWERS LTD, CHATRADA BEEDI SANTHEMALA, PP TQ | [20 empty] | DG | 1 | 25 | 25 | CONSUMER | AEIS-2
1201 | AEIS-151 | M/S INDUS TOWERS LTD, SY NO:1/4, DODDA HARVE VG, HARANAHALLI PP TQ | [20 empty] | DG | 1 | 25 | 25 | CONSUMER | AEIS-2
1202 | AEIS-152 | M/S INDUS TOWERS LTD, NO:16/2, KAMPALAPUR VG PP | [20 empty] | DG | 1 | 15 | 15 | CONSUMER | AEIS-2
1203 | AEIS-153 | M/S INDUS TOWERS LTD, PLOT NO:303, NEAR POST OFFICE, HONNAPURA POST, PP | [20 empty] | DG | 1 | 15 | 15 | CONSUMER | AEIS-2
1204 | AEIS-154 | M/S INDUS TOWERS LTD, NO:153/1, KH NO:56, MANCHADEVANAHALLI BYLAKUPPE PP | [20 empty] | DG | 1 | 15 | 15 | CONSUMER | AEIS-2
1205 | AEIS-155 | M/S INDUS TOWERS LTD, SY NO:187, HITNEHEBBAGILU VG PP TQ | [20 empty] | DG | 1 | 15 | 15 | CONSUMER | AEIS-2
1206 | AEIS-156 | M/S INDUS TOWERS LTD, SY NO:305/2, KOTHAVALLI VG, PP TQ | [20 empty] | DG | 1 | 15 | 15 | CONSUMER | AEIS-2
1207 | AEIS-157 | M/S INDUS TOWERS LTD, NO:53/1, HALAGANAHALLI VG, PP | [20 empty] | DG | 1 | 15 | 15 | CONSUMER | AEIS-2
1208 | AEIS-158 | M/S INDUS TOWERS LTD, NO:42, BETTADATHUNGA VG PP TQ | [20 empty] | DG | 1 | 15 | 15 | CONSUMER | AEIS-2
1209 | AEIS-159 | M/S INDUS TOWERS LTD, NO:333/2, SATHIGRAMA VG KR ANGAR | [20 empty] | DG | 1 | 15 | 15 | CONSUMER | AEIS-2
1210 | AEIS-160 | M/S ATC INDIA TOWER CORPORATION LTD, SY NO:43/3, KATHA NO:37, THUNGA R VG, PP TQ | [20 empty] | DG | 1 | 15 | 15 | CONSUMER | AEIS-2
1211 | AEIS-161 | M/S GTL INFASRTUCTURE LTD, MT THULASIRAME GOWDA, NO:1327, KHATHA NO-780, MIRLE, KR NAGAR MYSORE | [20 empty] | DG | 1 | 20 | 20 | CONSUMER | AEIS-2
1212 | AEIS-162 | M/S GTL INFRSTRUCTURE LTD, SY NO:80/3, KRISHNAPURA VG KR NAGAR HUNSUR | [20 empty] | DG | 1 | 20 | 20 | CONSUMER | AEIS-2
1213 | AEIS-163 | M/S WIRELESS TT INFO SERVICES LTD SY NO:730/1A1/1C, SALIGRAMA VG, KR NAGAR | [20 empty] | DG | 1 | 15 | 15 | CONSUMER | AEIS-2
1214 | AEIS-164 | M/S AIRCEL LTD,NO 36/2,HINDAGUDLU VG HONGODU HOBLI, HUNSUR TQ | [20 empty] | DG | 1 | 15 | 15 | CONSUMER | AEIS-2
1215 | AEIS-165 | M/S AIRCEL LTD, SY NO:30/1, KUNDANAHALLI VG, NANDHINATHPUR POST PP TQ | [20 empty] | DG | 1 | 15 | 15 | CONSUMER | AEIS-2
1216 | AEIS-166 | M/S AIRCEL LTD, KHATA NO:4147, VISHWANATHAYYA COLONY, HD KOTTE | [20 empty] | DG | 1 | 15 | 15 | CONSUMER | AEIS-2
1217 | AEIS-167 | M/S AIRCEL LTD, SY NO:1/1, CHIKKA BEECHANAHALLI & POST, BILIKERE HOBLI, HUNSUR | [20 empty] | DG | 1 | 15 | 15 | CONSUMER | AEIS-2
1218 | AEIS-168 | M/S AIRCEL LTD, SY NO:44, KALLAHALLI VG, HUNSUR | [20 empty] | DG | 1 | 15 | 15 | CONSUMER | AEIS-2
1219 | AEIS-169 | M/S AIRCEL LTD, SY NO:172, MUDALKOPPAL VG, BANNIKUPPE HUNSUR | [20 empty] | DG | 1 | 15 | 15 | CONSUMER | AEIS-2
1220 | AEIS-170 | M/S AIRCEL LTD, SY NO: 42/2, SOMANAHALLI VG, HUNSUR | [20 empty] | DG | 1 | 15 | 15 | CONSUMER | AEIS-2
1221 | AEIS-171 | M/S AIRCEL LTD, SY NO:43, KUPPE VG, BILIKERE HOBLI HUNSUR | [20 empty] | DG | 1 | 15 | 15 | CONSUMER | AEIS-2
1222 | AEIS-172 | M/S WIRELESS TT INFO SERVICE LTD, DODDAHARVE VG, BAILAKUPPE PP | [20 empty] | DG | 1 | 20 | 20 | CONSUMER | AEIS-2
1223 | AEIS-173 | M/S WIRELESS TT INFO SERVICE LTD, ASS NO:712, GOLLARABEEDHI DOUBLE TANK ROAD, PP | [20 empty] | DG | 1 | 20 | 20 | CONSUMER | AEIS-2
1224 | AEIS-174 | M/S WIRELESS TT INFO SERVICE LTD, ASS NO:5014/2977, MUSLIUM BLOCK, BEHIND T.MARIYAPPA CGE, K R NAGRA TALUQ | [20 empty] | DG | 1 | 20 | 20 | CONSUMER | AEIS-2
1225 | AEIS-175 | M/S SERPOM YONGYAL LABRANG SERPOM MONASTIC UNIVERSITY YONGYAL LABRANG HOUSE NO:10, BYLAKUPPE | [20 empty] | DG | 1 | 25 | 25 | CONSUMER | AEIS-2
1226 | AEIS-176 | M/S INDUS TOWESR LTD, SY NO:673, NEAR YOGA NARASIMHA SWAMY TEMPLE, BELLUR ROAD, SALIGRAMA VG KR NAGARA MYSORE-571604 | [20 empty] | DG | 1 | 15 | 15 | CONSUMER | AEIS-2
1227 | AEIS-177 | M/S WIRELESS TT INFO SERVICE LTD, OLD PLOT NO:10, NEW PLOT NO:11, NO:2136/11, BM ROAD, SANTEPETA PP MYSORE-271107 | [20 empty] | DG | 1 | 20 | 20 | CONSUMER | AEIS-2
1228 | AEIS-178 | M/S INDUS TOWERS LTD, SURVEY NO:9/2, HEGGANDUR VG, HANAGODU POST & HOBLI, HUNSURMYSORE-571105 | [20 empty] | DG | 1 | 15 | 15 | CONSUMER | AEIS-2
1229 | AEIS-179 | M/S INDUS TOWERS LTD, NO:97/99, HALLADAKOPPALU DHARMAPURA VG, BILIKERE POST HUNSUR TQ MYSORE-571189 | [20 empty] | DG | 1 | 15 | 15 | CONSUMER | AEIS-2
1230 | AEIS-180 | M/S INDUS TOWERS LTD, NO:374, KUDINEERU MUDDANAHALLI RATNAPURI POST BILIKERE HOBLI HUNSUR | [20 empty] | DG | 1 | 15 | 15 | CONSUMER | AEIS-2
1231 | AEIS-181 | M/S INDUS TOWERS LTD, SR NO:28, KHATA NO:24,HARINAHALLI VG HANAGODU HOBLI HUNSUR MYSORE 571105 | [20 empty] | DG | 1 | 15 | 15 | CONSUMER | AEIS-2
1232 | AEIS-182 | M/S INDUS TOWERS LTD, ASS NO:246, CHANNAMGERE VG CHUNCHANAKATTE HOBLI KR NAGAR | [20 empty] | DG | 1 | 15 | 15 | CONSUMER | AEIS-2
1233 | AEIS-183 | M/S INDUS TOWERS LTD, SY NO:277/3, HOSA AGRAHARA VG KR NAGAR MYSORE | [20 empty] | DG | 1 | 15 | 15 | CONSUMER | AEIS-2
1234 | AEIS-184 | M/S INDUS TOWERS LTD, SY NO:53/10, GANDHANAHALLI VG HOSA AGRAHARA HOBLI KR NAGAR MYSORE | [20 empty] | DG | 1 | 15 | 15 | CONSUMER | AEIS-2
1235 | AEIS-185 | M/S INDUS TOWERS LTD, SY NO:55/5, BAVALALU VG RAVANDUR HOBLI PP | [20 empty] | DG | 1 | 15 | 15 | CONSUMER | AEIS-2
1236 | AEIS-186 | M/S INDUS TOWERS LTD, KHATA NO:13, BANNIKUPPE VG HUNSUR | [20 empty] | DG | 1 | 15 | 15 | CONSUMER | AEIS-2
1237 | AEIS-187 | M/S INDUS TOWERS LTD, SY NO:25/1, YADATHORE VG & POST, HD KOTE MYSORE | [20 empty] | DG | 1 | 15 | 15 | CONSUMER | AEIS-2
1238 | AEIS-188 | M/S INDUS TOWERS LTD, SY NO:326 CHAPPARADHAHALLI VG HARANAHALLI PP | [20 empty] | DG | 1 | 15 | 15 | CONSUMER | AEIS-2
1239 | AEIS-189 | M/S INDUS TOWWERS LTD, NO:27, HEBBALGUPPE VG HD KOTE | [20 empty] | DG | 1 | 15 | 15 | CONSUMER | AEIS-2
1240 | AEIS-190 | M/S INDUS TOWWERS LTD, KATHA NO:3/18, DODDABYALALU VG RAVANDUR HOBLI PP | [20 empty] | DG | 1 | 15 | 15 | CONSUMER | AEIS-2
1241 | AEIS-191 | M/S INDUS TOWWERS LTD, KATHA NO:194, CHIKKEREYUR VG HAMPAPURA HOBLI HD KOTE | [20 empty] | DG | 1 | 15 | 15 | CONSUMER | AEIS-2
1242 | AEIS-192 | M/S WIRELESS TT INFO SERVICES LTD, NO:40, KATHA NO:110, LAKSHMIPURA VG PP | [20 empty] | DG | 1 | 20 | 20 | CONSUMER | AEIS-2
1243 | AEIS-193 | M/S WIRELESS TT INFO SERVICES LTD, NO:1/170, DODDAHARVE VG, HARANAHALLI HOBLI PP | [20 empty] | DG | 1 | 20 | 20 | CONSUMER | AEIS-2
1244 | AEIS-194 | M/S VIOM NETWORKS LTD, KATHA NO:3435/3330, ASSESSMENT NO:1785, AT MAHADESHWARA FLOUR MILL, HUNSUR ROAD, K R NAGAR | [20 empty] | DG | 1 | 15 | 15 | CONSUMER | AEIS-2
1245 | AEIS-195 | M/S VIOM NETWORKS LTD, SITE NO:49/1 & 2, SHANTHI RICE MILL, NEAR BAPUJI SCHOOL, HAMPAPURA, HOSA AGRAHARA ROAD, K R NAGAR TLAUQ | [20 empty] | DG | 1 | 15 | 15 | CONSUMER | AEIS-2
1246 | AEIS-196 | M/S VIOM NETOWRKS LTD, PR BEARING NO:1558/1445, OLD NO:926/789, AT RAMA MANDHIR 5TH ROAD, KR NAGAR | [20 empty] | DG | 1 | 15 | 15 | CONSUMER | AEIS-2
1247 | AEIS-197 | M/S.VIOM NETWAORKS LTD, NO:7/175, 7TH BLOCK, SALIGRAMA KR NAGAR MYSORE | [20 empty] | DG | 1 | 15 | 15 | CONSUMER | AEIS-2
1248 | AEIS-198 | M/S SRI MANJUNATHA SWAMY SERVICE STATION, DEALERS IOC LTD, KR NAGAR TOWN MYSORE ROAD, KR NAGAR TQ, MYSORE | [20 empty] | DG | 1 | 15 | 15 | CONSUMER | AEIS-2
1249 | AEIS-199 | M/S INDUS TOWERS LTD, JANJER NO:43, ASS NO:69, PROPERTY NO:45, NANJIPURA VG, HD KOTE MYSORE | [20 empty] | DG | 1 | 15 | 15 | CONSUMER | AEIS-2
1250 | AEIS-200 | M/S INDUS TOWERS LTD, SY NO:98/3, HOSAKOTE KOPPALU VG, CHUNCHANAKATTE HOBLI KR NAGAR TQ | [20 empty] | DG | 1 | 15 | 15 | CONSUMER | AEIS-2
1251 | AEIS-201 | M/S INDUS TOWERS LTD, SY NO:17, MANCHEDEVANAHALLI VG, BYLUKUPPE POST KASABA HOBLI PP T | [20 empty] | DG | 1 | 15 | 15 | CONSUMER | AEIS-2
1252 | AEIS-202 | M/S INDUS TOWERS LTD, SY NO:100/1, KONASUR VG, BETTADAPURA HOBLI PP TQ | [20 empty] | DG | 1 | 15 | 15 | CONSUMER | AEIS-2
1253 | AEIS-203 | M/S ATC TELECOM TOWER CORPORATION PVT LTD, SY NO:9.26, KHATA NO:78, NEAR GOLDEN TEMPLE BYLUKUPPE VG PP TQ | [20 empty] | DG | 1 | 15 | 15 | CONSUMER | AEIS-2
1254 | AEIS-204 | M/S ATC TELECOM TOWER CORPORATION PVT LTD, SY NO:2, ASS NO:1740, SJC ROAD, KR NAGAR TQ MYSORE | [20 empty] | DG | 1 | 15 | 15 | CONSUMER | AEIS-2
1255 | AEIS-205 | M/S GB SARGUR MILK PRODUCERS CO OPERATIVE SOCIETY GB SARGUR HD KOTE TQ MYSORE | [20 empty] | DG | 1 | 25 | 25 | CONSUMER | AEIS-2
1256 | AEIS-206 | M/S VIOM NETWORKS LTD, ASST NO:1393/10, OPP KSRTC BUS STOP, BM ROAD, PERIYAPATNA, MYSORE | [20 empty] | DG | 1 | 15 | 15 | CONSUMER | AEIS-2
1257 | AEIS-207 | M/S VIOM NETWORKS LTD, BYLAKUPPE VG & POST NEAR VODAFONE TOWER PP TQ MYSORE | [20 empty] | DG | 1 | 20 | 20 | CONSUMER | AEIS-2
1258 | AEIS-208 | M/S VIOM NETWORKS LTD, NO:86, KATHA NO:86/1132, OLD POST OFFICE ROAD, OPP HUNSUR COFFEE BOARD HUNSUR MYSORE | [20 empty] | DG | 1 | 20 | 20 | CONSUMER | AEIS-2
1259 | AEIS-209 | M/S VIOM NETWORKS LTD, NO:801, NO:2426, VISHWANATHAIAH COLONY, HD KOTE | [20 empty] | DG | 1 | 20 | 20 | CONSUMER | AEIS-2
1260 | AEIS-210 | M/S VIOM NETWORKS PVT LTD, NO 379, HANAGODU, HUNSUR-571105 | [20 empty] | DG | 1 | 20 | 20 | CONSUMER | AEIS-2
1261 | AEIS-211 | M/S INDUS TOWER LTD, REDDY KOPPLU VILLAGE, HUNSUR TALUQ | [20 empty] | DG | 1 | 15 | 15 | CONSUMER | AEIS-2
1262 | AEIS-212 | M/S INDUS TOWERS LTD, KEBBE KOPPLU VILLAGE, MARDUR POST, KASABA HOBLI, HUNSUR TALUQ | [20 empty] | DG | 1 | 15 | 15 | CONSUMER | AEIS-2
1263 | AEIS-213 | M/S VIOM NETWORKS LTD, V.P.NO:394/434, SAGARE VILLAGE, & POST, KANDALIKE HOBLI, H.D.KOTE TALUQ | [20 empty] | DG | 1 | 15 | 15 | CONSUMER | AEIS-2
1264 | AEIS-214 | M/S VIOM NETWEORKS LTD, V.P.NO: 193, N0:163, PROPERTY NO: 177/1 & 177/2, DODDEEKOPPLU VILLAGE, DORNAHALLI, KASABA HOBLI, K.R.NAGAR TALUQ | [20 empty] | DG | 1 | 15 | 15 | CONSUMER | AEIS-2
1265 | AEIS-215 | M/S VIOM NETWORKS LTD, SY.NO:1/1, ANTHARASANTHE VILLAGE& POST, H D KOTE TALUQ | [20 empty] | DG | 1 | 15 | 15 | CONSUMER | AEIS-2
1266 | AEIS-216 | M/S VIOM NETWORKS LTD, PROPERTY BEARING NO:326/10, CHILKUNDA VILLAGE& POST, HANGUDU HOBLI, HUNSUR TALUQ | [20 empty] | DG | 1 | 15 | 15 | CONSUMER | AEIS-2
1267 | AEIS-217 | ATC INDIAI TOWER VISION PVT LTD, SMT JAYAMMA, SITE NO: ICT849, LALBUND STREET, 19TH DIVISION, HUNSUR TALUQ, MYSORE DIST | [20 empty] | DG | 1 | 25 | 25 | CONSUMER | AEIS-2
1268 | AEIS-218 | ATC INDIAI TOWER VISION PVT LTD, MRS SUSAMMA VARGHESE,W/O P.G.VARGHESE, NO:34, BIJU COMPLEX, YERAHALLI KAVAL, H.D.KOTE TALUQ | [20 empty] | DG | 1 | 25 | 25 | CONSUMER | AEIS-2
1269 | AEIS-219 | M/S CHAYADEVI ENTERPRISES, KIRIJAJI CIRCLE, HUNSUR. | [20 empty] | DG | 1 | 20 | 20 | CONSUMER | AEIS-2
1270 | AEIS-220 | SRI S.N.MOHANA KUMAR , S.B.N.COMPLEX, SITE NO: 1557, H.B.ROAD, SARGUR, H.D.KOTE TALUQ | [20 empty] | DG | 1 | 15 | 15 | CONSUMER | AEIS-2
1271 | AEIS-221 | SRI SATYA SAI ENTERPRISES, DELEARS BHARAT PETROLEUM CORPORATION LTD, HUNSUR | [20 empty] | DG | 1 | 20 | 20 | CONSUMER | AEIS-2
1272 | AEIS-222 | M/S MANAGER ENGINEERING, HPCL, NO:77, OLD MADRAS ROAD, KR PURAM, MYSORE -16 (LOCATION DG AT SARGUR PETROL BUNK, H.D.KOTE TALUQ, MYSORE DISTRICT) | [20 empty] | DG | 1 | 25 | 25 | CONSUMER | AEIS-2
1273 | AEIS-223 | M/S RELIANCE JIO INFOCUM LTD, BHERYA VILLAGE, K R NAGAR TALUQ | [20 empty] | DG | 1 | 15 | 15 | CONSUMER | AEIS-2
1274 | AEIS-224 | M/S SRI DEVILAL CHAWATH, M/S PRAGTHIN SERVICE STATION, K.R.NAGAR, HASSAN -MYSORE ROAD | [20 empty] | DG | 1 | 20 | 20 | CONSUMER | AEIS-2
1275 | AEIS-225 | M/S INDUS TOWERS LTD, SY.NO: 1/3A, BHUVANAHALLI POST, BETTADAPURA, PERIYAPATNA TALUQ | [20 empty] | DG | 1 | 15 | 15 | CONSUMER | AEIS-2
1276 | AEIS-226 | M/S MARDIYUR AUXILLUM SOCIETY, MARADIYUR VILLAGE, KOPPA POST, PERIYAPATN ATALUQ | [20 empty] | DG | 1 | 15 | 15 | CONSUMER | AEIS-2
1277 | AEIS-227 | M/S INDUS TOWERS LTD, SY.NO: 42, TDL CROSS, BYLAKUPPE, P PATNA TALUQ | [20 empty] | DG | 1 | 15 | 15 | CONSUMER | AEIS-2
1278 | AEIS-229 | M/S H.D.KOTE TALUK M.S.P.C,H.B.ROAD, H.D.KOTE | [20 empty] | DG | 1 | 15 | 15 | CONSUMER | AEIS-2
1279 | AEIS-230 | M/S HUTCHSON ESSAR SOUHT LTD, SY.NO: 135/4, NO:214, HANCIPURA ROAD, SARGUR, H D KOTE TALUQ | [20 empty] | DG | 1 | 15 | 15 | CONSUMER | AEIS-2
1280 | AEIS-231 | M/SK.R.NAGARA TALUK M.S.P.C,NO.221,JAYAKEERTHI RICE MILL COMPOUND ,2ND WARD,VINAYAKA EXTN, CHIRANAHALLY ROAD,K.R.NAGAR TALUK,MYSORE DISTRICT, | [20 empty] | DG | 1 | 15 | 15 | CONSUMER | AEIS-2
1281 | AEIS-232 | M/S ASHOKA SERVICE STATION, RP CIRCLE HAND POST, HD KOTE MYSORE | [20 empty] | DG | 1 | 15 | 15 | CONSUMER | AEIS-2
1282 | AEIS-233 | MYSORE CHAMARAJANAGAR DIST CO-OPERATIVE MILK PRODUCERS UNION LTD, ANKANANHALLY MPCL, ANKANAHALLY, K R NAGAR TLAUQ | [20 empty] | DG | 1 | 25 | 25 | CONSUMER | AEIS-2
1283 | AEIS-234 | M/S GESHE NORBU CHOPHEL ,(JUNGPA HOUSE), NO:23, SERALAMA CAMP, BYLAKUPPE, P.PATNA | [20 empty] | DG | 1 | 25 | 25 | CONSUMER | AEIS-2
1284 | AEIS-235 | M/S GANGADA HOSAHALLI MILK PRODUCERS CO-OPERATIVE SOCIETY, GANGADA HOSAHALLI, H D KOTE TLAUQ | [20 empty] | DG | 1 | 25 | 25 | CONSUMER | AEIS-2
1285 | AEIS-236 | M/S SERAJEH NAGRI EDUCATION SOCIETY, SERA LAMA CAMP , BYLAKUPPE VILLAGE, PERIYAPATNA TALUQ | [20 empty] | DG | 1 | 25 | 25 | CONSUMER | AEIS-2
1286 | AEIS-237 | THE PRESIDENT , SRI KANNIKA PARAMESHWARI TEMPLE, VASAVI TEMPLE ROAD, K R NAGAR TOWN | [20 empty] | DG | 1 | 15 | 15 | CONSUMER | AEIS-2
1287 | AEIS-238 | M/S INDUS TOWERS LTD, NO:71, JANAJR NO:44, MAYAGONDANA HALII, K R NAGAR TALUQ | [20 empty] | DG | 1 | 15 | 15 | CONSUMER | AEIS-2
1288 | AEIS-239 | M/S THE MANAGING TRUSTEE, JANADEGULA CIDOR, HAND POST, H.D.KOTE TALUK, MYSURU DISTRICT. | [20 empty] | DG | 1 | 15 | 15 | CONSUMER | AEIS-2
1289 | AEIS-240 | M/S RELINACE JIO INFOCOMM LTD, SY NO: 134/1, ANTHARASANTHE, H D KOTE TALUQ | [20 empty] | DG | 1 | 15 | 15 | CONSUMER | AEIS-2
1290 | AEIS-241 | M.R.N. KALYANAMANTAPA, BRIGADE ROAD, HUNSURU | [20 empty] | DG | 1 | 20 | 20 | CONSUMER | AEIS-2
|  |  | 0 | 0 | 0 | 0 | 0 | 0 | 0 | 350 |  | 69556 | 0 | 0 | 59 | 73 | 0 | 0 | 10 | 0 | 229 | 0 | 0 | 1087 |  | 55202.5 | 0 | 0

## EI_MYS N
LIST OF ELECTRICAL INSTALLATIONS AS ON 31-03-2017 UNDER THE PERVIEW OF EI MYSURU NORTH
SL. NO | FILE NO | NAME & POSTAL ADDRESS OF THE INSTALLATION | GENERATING STATIONS |  |  |  |  | MUSS |  | HT / EHT |  |  | HT MSB |  | LT MSB |  | MULTIPLEX CINEMA/PT/SPT/TT |  | X-RAY IN NOS | NEON SIGNS IN NOS | LIFTS/ ESCALATOR/ PASSENGER CONVEYORS |  | GENERATOR SETS |  |  |  | REMARKS | DEI AREA
|  |  | KPCL / PRIVATE | TYPE(HYDEL/ THERMAL/WTG/ CO GEN/ BIO MASS/ Solar/Others ) | Nos | CAPACITY IN KVA | TOTAL | 400kV/220kV/110kV/66kV/33kV/PS | No | HT / EHT | CAPACITY IN KVA | TOTAL | NO. OF FIRMS | NO. OF BLOCKS | NO. OF FIRMS | NO. OF BLOCKS | MP/PT/SPT/TT/VIDEO | NO OF SCREENS |  |  | LIFT NOS | ESCALATORS NOS | DG/TG/SOLAR | Nos | CAPACITY IN KVA | TOTAL | KPCL/KPTCL/PRIVATE/CONSUMER | ACEI/DCEI/EI/DEI/AEI
1 | NHT-1 | A.P.M.C. BANDIPALYA, NANJANAGUD ROAD, MYSURU-570025 | [7 empty] | 1 | 2 * 315 & 1 *100 | 730 | [10 empty] | DG | 1 | 180 | 180 | CONSUMER | MYS N
2 | [22 empty] | DG | 1 | 20 | 20 | CONSUMER | MYS N
3 | NHT-2 | BRAKES INDIA LTD, NO 3A, KIADB INDUSTRIAL AREA, NANJANAGUD, MYSURU DISTRICT-571302 | [7 empty] | 1 | 1 * 1000 & 2 * 500 | 2000 | [10 empty] | DG | 1 | 625 | 625 | CONSUMER | MYS N
4 | [22 empty] | DG | 1 | 600 | 600 | CONSUMER | MYS N
5 | [22 empty] | DG | 1 | 300 | 300 | CONSUMER | MYS N
6 | NHT-3 | FLAIR GARMENTS (P) LTD, NO 65-71, THANDYA INDUSTRIAL AREA, THANDAVAPUR, NANJANAGUD TQ, MYSURU DISTRICT-571302 | [7 empty] | 1 | 1 *1600 | 1600 | [10 empty] | DG | 3 | 320 | 960 | CONSUMER | MYS N
7 | NHT-4 | GEMINI DISTILLARIES (P) LTD, POST BOX NO 18, 3RD K.M, CHAMARAJANAGARA ROAD, NANJANAGUD TQ, MYSURU DISTRICT- 571301 | [7 empty] | 1 | 2 * 315 | 630 | [14 empty] | CONSUMER | MYS N
8 | NHT-5 | K .S.I.C SILK WEAVING FACTORY, MANANTHODY ROAD, MYSURU-570008 | [7 empty] | 1 | 2 * 315 | 630 | [10 empty] | DG | 2 | 250 | 500 | CONSUMER | MYS N
9 | [22 empty] | DG | 1 | 75 | 75 | CONSUMER | MYS N
10 | NHT-6 | THE CHIEF DEVELOPMENT OFFICER, KIADB ZONAL OFFICE, K.R.S. ROAD, METAGALLI, MYSURU-16 (JACKWELL SITE AT MALLANAMOOLE, NANJANAGUD TQ, MYSURU DISTRICT) | [7 empty] | 1 | 2 * 630 | 1260 | [14 empty] | CONSUMER | MYS N
11 | NHT-7 | K.S.I.C. (SILK FILATURE), T.N.PURA TOWN, T.N.PURA, MYSURU DISTRICT-571124 | [7 empty] | 1 | 2 * 315 | 630 | [10 empty] | DG | 1 | 75 | 75 | CONSUMER | MYS N
12 | NHT-8 | AY-JS PAPER RECYCLING (P) LTD, NO 14, KIADB INDUSTRIAL AREA, NANJANAGUD, MYSURU DISTRICT-571302 | [7 empty] | 1 | 1 * 1000 | 1000 | [10 empty] | DG | 1 | 200 | 200 | CONSUMER | MYS N
13 | NHT-9 | THE MANAGAING DIRECTOR, MYMUL, MYSURU DAIRY, SIDDARTHANAGARA, T.N PURA ROAD, MYSURU-570011 | [7 empty] | 1 | 2 * 1000 | 2000 | [10 empty] | DG | 1 | 1010 | 1010 | CONSUMER | MYS N
14 | [22 empty] | DG | 1 | 500 | 500 | CONSUMER | MYS N
15 | NHT-10 | PREMIER TISSUES INDIA LTD, SY.NO. 58 AND 59, RANGANATHAPURA VILLAGE, RANGASAMUDRA, BANNUR HOBLI, T.N.PURA TQ, MYSURU DISTRICT-571101 | [7 empty] | 1 | 1 * 1600 | 1600 | [8 empty] | 2 | [5 empty] | CONSUMER | MYS N
16 | NHT-11 | RISHI FIBC SOLUTIONS PVT. INDIA LTD., PLOT NO.54 & 55, KIADB INDUSTRIAL AREA, NANJANGUD. | [7 empty] | 1 | 1 * 500 | 500 | [14 empty] | CONSUMER | MYS N
17 | NHT-12 | RAJASHIL PAPER MILLS(P) LTD, PLOT NO.6A, KIADB INDUSTRIAL AREA, NANJANAGUD, MYSURU DISTRICT-571302 | [7 empty] | 1 | 1 * 1000 & 1 * 750 | 1750 | [10 empty] | TG | 1 | 2500 | 2500 | CONSUMER | MYS N
18 | [22 empty] | DG | 1 | 380 | 380 | CONSUMER | MYS N
19 | NHT-13 | AVS AGRO INDUSTRIES & COLD STORAGE, PLOT NO. 43-P, KIADB INDUSTRIAL AREA, KADAKOLA, MYSURU. | [7 empty] | 1 | 1 * 500 | 500 | [14 empty] | CONSUMER | MYS N
20 | NHT-14 | THE EXECUTIVE OFFICER, SRI KANTESHWARA SWAMY TEMPLE, NANJANAGUD TOWN, MYSURU DISTRICT-571302 | [7 empty] | 1 | 2 * 500 | 1000 | [10 empty] | DG | 2 | 20 | 40 | CONSUMER | MYS N
21 | NHT-15 | THE AEE,WATER SUPPLY AND UGD SUB DIVISION, VANIVILASA WATER WORKS, YADAVAGIRI, MYSURU-570020 (S.T.P.AT KESARE VILLAGE, BANGALORE-MYSURU ROAD, MYSURU) | [7 empty] | 1 | 1 * 750 | 750 | [10 empty] | DG | 2 | 225 | 450 | CONSUMER | MYS N
22 | NHT-16 | THE AEE, ELECTRICAL MAINTENANCE SUB DIVISION, MYSURU PALACE BOARD, MYSURU PALACE, MYSURU-570001 (OLD HT) | [7 empty] | 1 | 2 * 1000, 2 * 100 & 1 * 25 | 2225 | [8 empty] | 2 |  | DG | 1 | 62.5 | 62.5 | CONSUMER | MYS N
23 | [22 empty] | DG | 1 | 50 | 50 | CONSUMER | MYS N
24 | [22 empty] | DG | 1 | 100 | 100 | CONSUMER | MYS N
25 | NHT-17 | A T C BEVERAGES (P) LTD, P.B.NO 13, PLOT NO 11B AND 11C, KIADB INDUSTRIAL AREA, NANJANAGUD, MYSURU DISTRICT-571302 | [7 empty] | 1 | 1 * 2000 | 2000 | [10 empty] | DG | 1 | 160 | 160 | CONSUMER | MYS N
26 | NHT-18 | CHAMUNDI DISTILLARIES (P) LTD, BANNUR- MALAVALLI ROAD, MALIYUR VILLAGE, BANNUR HOBLI, T.N PURA TQ, MYSURU DISTRICT- 571101 | [7 empty] | 1 | 1 * 300 | 300 | [10 empty] | TG | 1 | 1000 | 1000 | CONSUMER | MYS N
27 | [22 empty] | DG | 1 | 380 | 380 | CONSUMER | MYS N
28 | [22 empty] | DG | 1 | 380 | 380 | CONSUMER | MYS N
29 | NHT-19 | MARIYAM AGRO INDUSTRIES, 10TH K.M., MYSURU-OOTY ROAD, KADAKOLA POST, MYSURU TQ, MYSURU DISTRICT-571311 | [7 empty] | 1 | 1 * 500 | 500 | [14 empty] | CONSUMER | MYS N
30 | NHT-20 | RAMAN FIBRE SCIENCE (P) LTD, SY NO.38, K.N.HUNDI ,12TH K.M. MYSURU-OOTY ROAD, KADAKOLA POST, MYSURU-571311 | [7 empty] | 1 | 1 * 750 | 750 | [10 empty] | DG | 1 | 200 | 200 | CONSUMER | MYS N
31 | NHT-21 | S.P.R.DISTILLERIES PRIVATE LIMITED, MALIYUR VILLAGE. BANNUR HOBLI, T.N.PURA TALUK, MYSURU DISTRICT | [7 empty] | 1 | 1 * 2500 | 2500 | [10 empty] | DG | 1 | 1500 | 1500 | CONSUMER | MYS N
32 | [22 empty] | DG | 1 | 1010 | 1010 | CONSUMER | MYS N
33 | NHT-22 | ZENITH TEXTILES, NO 13A, 13B, 13C, KIADB INDUSTRIAL AREA, NANJANAGUD, MYSURU DISTRICT- 571302 | [7 empty] | 1 | 1 * 1250 | 1250 | [10 empty] | DG | 1 | 1000 | 1000 | CONSUMER | MYS N
34 | NHT-23 | COLUMBIA ASIA HOSPITAL (P) LTD, SY NO 85/1, 85/2, 86/1, 86/2, BELAVATTA VILLAGE, BANGALORE- MYSURU ROAD, MYSURU-570003 | [7 empty] | 1 | 2 * 630 | 1260 | [6 empty] | 1 |  | 2 |  | DG | 2 | 625 | 1250 | CONSUMER | MYS N
35 | [22 empty] | DG | 1 | 380 | 380 | CONSUMER | MYS N
36 | NHT-24 | THE AEE, CAUVERY NEERAVARI NIGAMA LTD, T.N.PURA @ BANNAHALLI HUNDI LIFT IRRIGATION SCHEME, NEAR THAYUR, T.N.PURA TQ, MYSURU DISTRICT-571124 | [7 empty] | 1 | 1 * 2500 & 1 * 100 | 2600 | [14 empty] | CONSUMER | MYS N
37 | NHT-25 | THE AEE,WATER SUPPLY AND UGD SUB DIVISION, VANIVILASA WATER WORKS, YADAVAGIRI, MYSURU-570020 (S.T.P.AT VIDYARANYAPURUM, NANJANAGUD ROAD, MYSURU) | [7 empty] | 1 | 1 * 1250 | 1250 | [10 empty] | DG | 1 | 500 | 500 | CONSUMER | MYS N
38 | NHT-26 | VARAKOD PAPER AND BOARDS (P) LTD, 13TH K.M., VARAKOD VILLAGE, T.N.PURA ROAD, MYSURU TQ-570010 | [7 empty] | 1 | 1 * 630 | 630 | [10 empty] | DG | 1 | 320 | 320 | CONSUMER | MYS N
39 | NHT-27 | THE AEE, MINOR IRRIGATION SUB DIVISION, NEAR PWD OFFICE, VINOBHA ROAD, MYSURU-570001 (L.I.S.AT MUDUKUTHORE VILLAGE, T.N.PURA TQ, MYSURU DISTRICT) | [7 empty] | 1 | 2 * 500 | 1000 | [14 empty] | CONSUMER | MYS N
40 | NHT-28 | IAH TOWERS, BHARATI AIRTEL LTD, NO 14/5, G,1ST, 2ND FOOR, J.L.B.ROAD, LAXMIPURUM, MYSURU- 570004 | [7 empty] | 1 | 1 * 500 | 500 | [10 empty] | DG | 2 | 250 | 500 | CONSUMER | MYS N
41 | [22 empty] | DG | 1 | 125 | 125 | CONSUMER | MYS N
42 | NHT-29 | THE DC, KSRTC @ KSRTC MAIN BUS STAND, NILAGIRI ROAD, MYSURU | [7 empty] | 1 | 4 * 500 | 2000 | [10 empty] | DG | 1 | 250 | 250 | CONSUMER | MYS N
43 | NHT-30 | J.P.PALACE HOTEL, C/O BINDU CONSTRUCTIONS, NO.3, ABBA ROAD, NAZARBAD, LASHKAR MOHALLA, MYSURU | [7 empty] | 1 | 1 * 750 | 750 | [8 empty] | 4 |  | DG | 2 | 320 | 640 | CONSUMER | MYS N
44 | NHT-31 | PATTABHI ENTERPRISES, NO. 166/C, RAMAVILASA ROAD, MYSURU-24 | [7 empty] | 1 | 1 * 500 | 500 | [10 empty] | DG | 1 | 180 | 180 | CONSUMER | MYS N
45 | NHT-32 | THE DIVISIONAL CONTROLLER, KSRTC, NELSON MANDELA ROAD, @ KSRTC RURAL & CITY DEPOT, MYSURU | [7 empty] | 1 | 2 * 250 | 500 | [10 empty] | DG | 1 | 160 | 160 | CONSUMER | MYS N
46 | [22 empty] | DG | 1 | 125 | 125 | CONSUMER | MYS N
47 | [22 empty] | DG | 1 | 110 | 110 | CONSUMER | MYS N
48 | [22 empty] | DG | 1 | 100 | 100 | CONSUMER | MYS N
49 | [22 empty] | DG | 1 | 25 | 25 | CONSUMER | MYS N
50 | NHT-33 | ALPINE WINERIES (P) LIMITED, HOLESALU VILLAGE, KAVERIPURA POST, TALAKAD, T.N.PURA TALUK | [7 empty] | 1 | 1 * 990 | 990 | [10 empty] | DG | 2 | 250 | 500 | CONSUMER | MYS N
51 | NHT-34 | GANESH RICE MILL, S.R.PATNA ROAD, BANNUR, T.N.PURA TALUK. | [7 empty] | 1 | 1 * 1000 | 1000 | [10 empty] | DG | 1 | 180 | 180 | CONSUMER | MYS N
52 | [22 empty] | DG | 1 | 125 | 125 | CONSUMER | MYS N
53 | [22 empty] | DG | 1 | 82.5 | 82.5 | CONSUMER | MYS N
54 | NHT-35 | THE SUPERINTENDENT, JSS MEDICAL COLLEGE, BANNIMANTAP, MYSURU | [7 empty] | 1 | 1 * 500 | 500 | [8 empty] | 3 |  | DG | 1 | 500 | 500 | CONSUMER | MYS N
55 | [22 empty] | DG | 1 | 250 | 250 | CONSUMER | MYS N
56 | NHT-36 | AUTOLIV INDIA PVT. LIMITED, PLOT NO:44, KIADB INDUSTRIAL AREA, KADAKOLA, MYSURU TALUK. | [7 empty] | 1 | 1 * 1600 & 1 * 400 | 2000 | [10 empty] | DG | 1 | 200 | 200 | CONSUMER | MYS N
57 | [22 empty] | DG | 1 | 1010 | 1010 | CONSUMER | MYS N
58 | NHT-37 | UB LIMITED, THANDYA INDUSTRIAL AREA, NANJANGUD TALUK, MYSURU DISTICT. | [7 empty] | 1 | 1 * 2000 | 2000 | [8 empty] | 2 |  | DG | 1 | 1500 | 1500 | CONSUMER | MYS N
59 | [22 empty] | DG | 1 | 500 | 500 | CONSUMER | MYS N
60 | NHT-38 | SUNDARAM AUTO COMPONENTS, TVS MOTOR COMPANY LIMITED, ANCILLARY UNITS COMPLEX, BYATHAHALLY, KADAKOLA, MYSURU TALUK & DIST. | [7 empty] | 1 | 1 * 1000 | 1000 | [10 empty] | DG | 1 | 500 | 500 | CONSUMER | MYS N
61 | [22 empty] | DG | 1 | 250 | 250 | CONSUMER | MYS N
62 | NHT-39 | M/S VRL MEDIA LTD , NO:436 (OLD NO:16), SIDDALINGAPURA, BM ROAD, MYSURU | [7 empty] | 1 | 1 * 630 | 630 | [10 empty] | DG | 1 | 500 | 500 | CONSUMER | MYS N
63 | [22 empty] | DG | 1 | 125 | 125 | CONSUMER | MYS N
64 | NHT-40 | M/S RADICO KHAITAN LIMITED, LESSEE OF YEZDI DISTILLERIES, NO:140 & 143, BANNIMANTAP LAYOUT, MYSURU. | [7 empty] | 1 | 1 * 500 | 500 | [10 empty] | DG | 1 | 500 | 500 | CONSUMER | MYS N
65 | [22 empty] | DG | 1 | 62.5 | 62.5 | CONSUMER | MYS N
66 | NHT-41 | M/S VEEKESY SANDALS, NANJANGUD, MYSURU DIST | [7 empty] | 1 | 1 * 1000 | 1000 | [8 empty] | 1 |  | DG | 1 | 600 | 600 | CONSUMER | MYS N
67 | [22 empty] | DG | 1 | 250 | 250 | CONSUMER | MYS N
68 | [22 empty] | DG | 1 | 200 | 200 | CONSUMER | MYS N
69 | NHT-42 | M/S NARAYANA HRUDAYALAYA, DEVNOOR 3rd STAGE, MYSURU | [7 empty] | 1 | 2 * 750 | 1500 | [8 empty] | 1 |  | DG | 2 | 500 | 1000 | CONSUMER | MYS N
70 | NHT-43 | THE EXECUTIVE ENGINEER, K.U.W.S. & D.B, MYSURU (HT FOR W/S @ BIDARAGODU, NANJANGUD TQ) | [7 empty] | 1 | 3 * 750 & 1 * 250 | 2500 | [14 empty] | CONSUMER | MYS N
71 | NHT-44 | EXECUTIVE ENGINEER, K.U.W.S & D.B, MYSURU (HT FOR W/S @ KEMBALU, NANJANGUD TQ) | [7 empty] | 1 | 3 * 630 | 1890 | [14 empty] | CONSUMER | MYS N
72 | NHT-45 | M/S A.S.RICE INDUSTRIES, CHOWHALLY, T.N.PURA, MYSURU DISTRICT. | [7 empty] | 1 | 1 * 750 | 750 | [10 empty] | DG | 1 | 250 | 250 | CONSUMER | MYS N
73 | [22 empty] | DG | 1 | 82.5 | 82.5 | CONSUMER | MYS N
74 | NHT-46 | ITC LIMITED, FOOD DIVISION, IMMAVU VLLAGE, CHIKKAIANA CHATRA HOBLI, NANJAGUD | [7 empty] | 1 | 1*2000 | 2000 | [10 empty] | DG | 2 | 1010 | 2020 | CONSUMER | MYS N
75 | NHT-47 | RAY HANS LUMINARES PVT LTD, PLOT NO: 50, KIADB INDUSTRIAL AREA, NANJANGUD MYSURU | [7 empty] | 1 | 1 * 1250 | 1250 | [14 empty] | CONSUMER | MYS N
76 | NHT-48 | SEIREN INDIA PVT LTD, PLOT NO: 19 TO 25, 32 & 33, KIADB INDUSTRIAL AREA, KADAKOLA, MYSURU TALUK | [7 empty] | 1 | 1 * 2000 | 2000 | [10 empty] | DG | 3 | 500 | 1500 | CONSUMER | MYS N
77 | NHT-49 | TB KAWASHIMA AUTOMOTIVE TEXTILE INDIA PVT LTD, SY NO 41,42,43 KADAKOLA INDUSTRIAL AREA, KIADB, KADAKOLA, MYSURU TALUK. | [7 empty] | 1 | 1 * 2500 | 2500 | [10 empty] | DG | 1 | 1010 | 1010 | CONSUMER | MYS N
78 | NHT-50 | THE DIRECTOR, KARNATAKA POLICE ACADEMY, MYSURU | [7 empty] | 1 | 1 * 500 | 500 | [10 empty] | DG | 1 | 45 | 45 | CONSUMER | MYS N
79 | NHT-51 | M/S SRI. MAHADESHWARA AGRO RICE TECH, KIRAGASOOR VILLAGE,T.N.PURA TQ, MYSURU DIST. | [7 empty] | 1 | 1 * 750 | 750 | [14 empty] | CONSUMER | MYS N
80 | NHT-52 | SRI RAJESH KUMAR AGARWAL, M/S SRI GANAPATHI STONES, SY NO. 347/4, IMMAVU VILLAGE, THANDYA INDUSTRIAL AREA, THANDAVAPURA, NANJANGUD TALUK, MYSURU DISTRICT | [7 empty] | 1 | 1 * 500 | 500 | [14 empty] | CONSUMER | MYS N
81 | NHT-53 | MYSURU FLOUR MILLS PVT LTD., #32K, 2ND STAGE,, INDUSTRIAL SUBURB (VISHWESHWARA NAGAR), MYSURU SOUTH, MYSURU-570008. | [7 empty] | 1 | 1 * 500 | 500 | [14 empty] | CONSUMER | MYS N
82 | NHT-54 | HARITA FEHRER LIMITED, SURVEY NO:209-P, 268/2P, 224/2P, 224/1P, PLOT NO:40, KADAKOLA INDUSTRIAL AREA, MYSURU | [7 empty] | 1 | 1 * 1000 | 1000 | [10 empty] | DG | 1 | 500 | 500 | CONSUMER | MYS N
83 | NHT-55 | M/S VINAYAKA RICE MILL, PLOT NO: 77, KIADB INDUSTRIAL AREA, NANJANGUD TQ, MYSURU DISTRICT. | [7 empty] | 1 | 1 * 500 | 500 | [14 empty] | CONSUMER | MYS N
84 | NHT-56 | GRAMOX PAPER & BOARDS LTD, UNIT-11, BANCHALLI HUNDI VILLAGE, THANDAVAPURA POST, NANJANGUD TQ, MYSURU DISTRICT | [7 empty] | 1 | 1 * 2500 | 2500 | [10 empty] | DG | 1 | 625 | 625 | CONSUMER | MYS N
85 | NHT-57 | SEQUENT SCIENTIFIC LIMITED, 252, 223, 265, THOREMAVU LIMITS, THANDYA INDUSTRIAL AREA, NANJANGUD | [7 empty] | 1 | 1 * 500 | 500 | [10 empty] | DG | 1 | 500 | 500 | CONSUMER | MYS N
86 | NHT-58 | AARBEE BIOMARINE EXTRACTS (P) LTD., THANDYA INDUSTRIAL AREA, THANDAVAPURA, NANJANGUD TQ. MYSURU DISTRICT | [7 empty] | 1 | 1 * 500 | 500 | [10 empty] | DG | 1 | 180 | 180 | CONSUMER | MYS N
87 | NHT-59 | AGRIM AUTOMACH, (SANDHAR AUTOMACH), NO.27, MADARGALLI, KADAKOLA POST, MYSURU | [7 empty] | 1 | 1 * 400 | 400 | [10 empty] | DG | 1 | 100 | 100 | CONSUMER | MYS N
88 | NHT-60 | BANSAL FLOUR MILLS PVT. LTD., 15TH KM, MYSURU-NANJANGUD ROAD, THANDAVAPURA | [7 empty] | 1 | 1 * 400 | 400 | [14 empty] | CONSUMER | MYS N
89 | NHT-61 | THE MEDICAL SUPERINTENDENT, CSI HOLDSWORTH MEMORIAL HOSPITAL, P.B.NO:38, MANDI MOHALLA, MYSURU | [7 empty] | 1 | 1 * 250 | 250 | [6 empty] | 3 |  |  |  | DG | 1 | 320 | 320 | CONSUMER | MYS N
90 | NHT-62 | GNANA SAROVARA EDUCATIONAL TRUST, 399-406, MYSURU-BANNUR ROAD, MYSURU | [7 empty] | 1 | 1 * 500 | 500 | [14 empty] | CONSUMER | MYS N
91 | NHT-63 | INDUS VALLEY AYRUVEDIC CENTRE, LALITHADRIPURA, MYSURU. | [7 empty] | 1 | 1 * 500 | 500 | [10 empty] | DG | 1 | 125 | 125 | CONSUMER | MYS N
92 | NHT-64 | JWALA MALA ROLLER FLOOR MILL, MANANDVADI ROAD, INDL SUBURB, MYSURU | [7 empty] | 1 | 1 * 500 | 500 | [14 empty] | CONSUMER | MYS N
93 | NHT-65 | L.G.BALAKRISHNA & BROTHERS LTD., NO.24 &26D, 3RD STAGE INDL. SUBURB, MYSURU | [7 empty] | 1 | 1 * 500 | 500 | [10 empty] | DG | 1 | 380 | 380 | CONSUMER | MYS N
94 | NHT-66 | M.N.AGRO INDUSTRIES, GARGESWARI, T.N.PURA TQ. | [7 empty] | 1 | 1 * 500 & 1 * 300 | 800 | [10 empty] | DG | 1 | 380 | 380 | CONSUMER | MYS N
95 | [22 empty] | DG | 1 | 320 | 320 | CONSUMER | MYS N
96 | NHT-67 | M/S ACADEMY NEWS PAPER PVT. LTD., NO.15C, INDUSTRIAL 'A' LAYOUT, BANNIMANTAP , MYSURU | [7 empty] | 1 | 1 * 250 | 250 | [10 empty] | DG | 1 | 380 | 380 | CONSUMER | MYS N
97 | NHT-68 | MAHESHWARI WOODS (P) LTD., KIADB INDL. AREA, NANJANGUD, MYSURU | [7 empty] | 1 | 1 * 500 | 500 | [10 empty] | DG | 1 | 250 | 250 | CONSUMER | MYS N
98 | [22 empty] | DG | 1 | 125 | 125 | CONSUMER | MYS N
99 | [22 empty] | DG | 1 | 82.5 | 82.5 | CONSUMER | MYS N
100 | [22 empty] | DG | 1 | 50 | 50 | CONSUMER | MYS N
101 | NHT-69 | MEDICAL SUPERINTENDENT, K.R.HOSPITAL, SAYYAJI RAO ROAD, MYSURU | [7 empty] | 1 | 1 * 500 | 500 | [8 empty] | 1 |  | DG | 1 | 250 | 250 | CONSUMER | MYS N
102 | NHT-70 | NATIONAL INSTITUTE OF ENGINEERING, MANANDAWADI ROAD, MYSURU | [7 empty] | 1 | 1 * 500 | 500 | [8 empty] | 2 |  | DG | 1 | 250 | 250 | CONSUMER | MYS N
103 | [22 empty] | DG | 1 | 100 | 100 | CONSUMER | MYS N
104 | NHT-71 | NATURAL & ESSENTIAL OILS PVT LTD., SY.NO:331, THUMBALA VILLAGE, T.N.PURA TALUK, MYSURU | [7 empty] | 1 | 1 * 500 | 500 | [10 empty] | DG | 1 | 250 | 250 | CONSUMER | MYS N
105 | NHT-72 | NEW HORIZON ENGINEERING, NO: B-3, KSSIDC INDUSTRIAL AREA, NANJANGUD, MYSURU DISTRICT. | [7 empty] | 1 | 1 * 250 | 250 | [10 empty] | DG | 1 | 380 | 380 | CONSUMER | MYS N
106 | NHT-73 | P.R.DEVENDRA GUPTHA, SRI LAKSHMI ENTERPRISES, NANJANGUD ROAD, T.N.PURA, MYSURU DISTRICT. | [7 empty] | 1 | 1 * 500 | 500 | [10 empty] | DG | 1 | 70 | 70 | CONSUMER | MYS N
107 | NHT-74 | PADMINI AROMATIC COMPANY PVT. LTD., 9/A, 9/B, 10, KIADB INDL. AREA NANJANGUD | [7 empty] | 1 | 1 * 500 | 500 | [10 empty] | DG | 1 | 200 | 200 | CONSUMER | MYS N
108 | [22 empty] | DG | 1 | 60 | 60 | CONSUMER | MYS N
109 | NHT-75 | RACHANA RUBBERS PVT. LTD., NO.82, P1, KIADB INDL. AREA, NANJANGUD | [7 empty] | 1 | 1 * 500 | 500 | [14 empty] | CONSUMER | MYS N
110 | NHT-76 | PRABHAKAR SHETTY, T. SOWKAR DURGAPARAMESHWARI FARM, NO:583, HAROHALLI VILLAGE, VARUNA HOBLI, BANNUR ROAD, MYSURU TALUK & DISTRICT | [7 empty] | 1 | 1 * 630 | 630 | [10 empty] | SOLAR | 1 | 500 | 500 | CONSUMER | MYS N
111 | NHT-77 | RATHI STONE TECH., PLOT NO.4P-II, THANDYA INDL. AREA, NANJANGUD | [7 empty] | 1 | 1 * 500 | 500 | [14 empty] | CONSUMER | MYS N
112 | NHT-78 | SMR RICE MILL, CHAMARAJNAGAR ROAD, T.N.PURA | [7 empty] | 1 | 1 * 500 | 500 | [10 empty] | DG | 1 | 82.5 | 82.5 | CONSUMER | MYS N
113 | NHT-79 | SRI GANAPATHI SACHIDANANDA ASHRAMA, AVADOOTHA DATTAPEETA, NO.156/2A, MYSURU-OOTY ROAD, DATTANAGAR, MYSURU | [7 empty] | 1 | 1 * 500 | 500 | [8 empty] | 6 |  | DG | 1 | 160 | 160 | CONSUMER | MYS N
114 | [22 empty] | DG | 1 | 125 | 125 | CONSUMER | MYS N
115 | [22 empty] | DG | 1 | 75 | 75 | CONSUMER | MYS N
116 | [22 empty] | DG | 1 | 63 | 63 | CONSUMER | MYS N
117 | [22 empty] | DG | 3 | 40 | 120 | CONSUMER | MYS N
118 | [22 empty] | DG | 1 | 30 | 30 | CONSUMER | MYS N
119 | NHT-80 | SRI JAYADEVA INSTITUTE OF CARDIOLOGY, K.R.HOSPITAL CARDIOLOGY BLOCK, RAILWAY STATION ROAD, MYSURU. | [7 empty] | 1 | 1 * 500 | 500 | [8 empty] | 2 |  | DG | 1 | 380 | 380 | CONSUMER | MYS N
120 | NHT-81 | SRI.GANAPATI AGRO INDUSTRIES, SANGAM ROAD, HULLAHALLI VILLAGE, NANJANGUD TALUK, MYSURU | [7 empty] | 1 | 1 * 500 | 500 | [10 empty] | DG | 1 | 125 | 125 | CONSUMER | MYS N
121 | [22 empty] | DG | 1 | 82.5 | 82.5 | CONSUMER | MYS N
122 | [22 empty] | DG | 1 | 45 | 45 | CONSUMER | MYS N
123 | NHT-82 | SRI.JAVID, NO.7, INDUSTRIAL AREA, BANNIMANTAP 'A' LAYOUT, MYSURU | [7 empty] | 1 | 1 * 500 | 500 | [14 empty] | CONSUMER | MYS N
124 | NHT-83 | THE GENERAL MANAGER, LALITH MAHAL PALACE HOTEL, MYSURU-11 | [7 empty] | 1 | 1 * 315 | 315 | [8 empty] | 1 |  | DG | 1 | 200 | 200 | CONSUMER | MYS N
125 | [22 empty] | DG | 1 | 160 | 160 | CONSUMER | MYS N
126 | NHT-84 | ROYAL CARTONS PVT LTD., KIADB INDUSTRIAL AREA, NANJANGUD. | [7 empty] | 1 | 1 * 500 | 500 | [10 empty] | DG | 1 | 380 | 380 | CONSUMER | MYS N
127 | NHT-85 | SRI B.S.RAMESH, NO:1215/A 7 1215/ACH, NEW KANTHARAJ URS ROAD, K.M.PURAM, MYSURU | [7 empty] | 1 | 1 * 400 | 400 | [8 empty] | 1 |  | DG | 1 | 320 | 320 | CONSUMER | MYS N
128 | NHT-86 | SRI GOVINDEGOWDA NO:2928, L-18, L-18/1, BN ROAD, MYSURU | [7 empty] | 1 | 1 * 500 | 500 | [14 empty] | CONSUMER | MYS N
129 | NHT-87 | THE MANAGING DIRECTOR, D.DEVARAJ URS TRUCK TERMINALS LIMITED, 3RD FLOOR, SHANTINAGAR TTMC ,B, BLOCK, K.H.ROAD, SHANTINAGAR, BANGALORE. @ SY.NO:112 OF BANDIPALYA AND SY.NO:143/1,2, 144/2 & 145/6 OF MACHANAHALLI, KASABA HOBLI, MYSURU. | [7 empty] | 1 | 1 * 500 | 500 | [14 empty] | CONSUMER | MYS N
130 | NHT-88 | ASIAN POLYMERS, NO:62, BANNIMANTAP 'A' LAYOUT, INDUSTRIAL AREA, MYSURU | [7 empty] | 1 | 1 * 500 | 500 | [14 empty] | CONSUMER | MYS N
131 | NHT-89 | THE EXECUTIVE ENGINEER, PANCHAYATH RAJ ENGINEERING DIVISION, MANDYA. INSTALLATION AT WATER TREATMENT PLANT, MUDUKUTHORE, T.NARASIPURA TALUK, MYSURU DISTRICT | [7 empty] | 1 | 1 * 500 | 500 | [14 empty] | CONSUMER | MYS N
132 | NHT-90 | THE EXECUTIVE ENGINER, KUWS&DB, MYSURU @ GERMAN PRESS RESERVOIR, YARAGANAHALLI, MYSURU. | [7 empty] | 1 | 1 * 500 | 500 | [14 empty] | CONSUMER | MYS N
133 | NHT-91 | SENTHIL KUMAR TEXTILES,NEW SAYYAJIRAO ROAD, MYSURU. | [7 empty] | 1 | 1 * 500 | 500 | [8 empty] | 2 |  | DG | 1 | 250 | 250 | CONSUMER | MYS N
134 | [22 empty] | DG | 1 | 160 | 160 | CONSUMER | MYS N
135 | NHT-92 | HECTOR BEVERAGES PRIVATE LIMITED, PLOT NO:8(P) & 9, KADAKOLA INDUSTRIAL AREA, JAYAPURA HOBLI, MYSURU | [7 empty] | 1 | 1 * 500 | 500 | [10 empty] | DG | 1 | 400 | 400 | CONSUMER | MYS N
136 | [22 empty] | DG | 1 | 250 | 250 | CONSUMER | MYS N
137 | NHT-93 | RISHI FIBC SOLUTIONS PRIVATE LIMITED, SY.NO:70/1, 70/2, 71/1, 71/2, 71/3, KIADB THANDYA INDUSTRIAL AREA,ADAKANAHALLI VILLAGE, NANJANGUD TALUK, MYSURU DISTRICT. | [7 empty] | 1 | 1 * 2000 | 2000 | [8 empty] | 1 |  | DG | 2 | 500 | 1000 | CONSUMER | MYS N
138 | NHT-94 | THE AEE, MINOR IRRIGATION SUB DIVISION, NEAR PWD OFFICE, VINOBHA ROAD, MYSURU-570001 (L.I.S.AT MUDUKUTHORE 2ND STAGE, T.N.PURA TQ, MYSURU DISTRICT) | [7 empty] | 1 | 1 * 800 | 800 | [14 empty] | CONSUMER | MYS N
139 | NHT-95 | THE DEPUTY DIRECTOR, PALACE BOARD, MYSURU | [7 empty] | 1 | 2 * 500 | 1000 | [10 empty] | DG | 1 | 320 | 320 | CONSUMER | MYS N
140 | NHT-96 | THE COMMISSIONER, MYSURU CITY CORPORATION, MYSURU @ MBR, DEVANUR, MYSURU. | [7 empty] | 1 | 1 * 500 | 500 | [14 empty] | CONSUMER | MYS N
141 | NHT-97 | PYRAA FLEXI PACK PRIVATE LIMITED, NO:1/1-P, THANDYA INDUSTRIAL AREA, NANJANGUD TALUK, MYSURU DISTRICT | [7 empty] | 1 | 1 * 750 | 750 | [14 empty] | CONSUMER | MYS N
142 | NHT-98 | SHAHI EXPORTS PRIVATE LIMITED, SY.NO:45/4,5, 46/1,2 & 58/2, CHOWHALLI VILLAGE, T.N.PURA TALUK, MYSURU DISTRICT. | [7 empty] | 1 | 1 * 750 | 750 | [10 empty] | DG | 1 | 400 | 400 | CONSUMER | MYS N
143 | [22 empty] | DG | 1 | 320 | 320 | CONSUMER | MYS N
144 | NHT-99 | SRI.R.MOHAMMED SAMIUALLA S/O LATE ABDUL RAHIM SAHEB, KAR ENTERPRISES, YEDADORE VILLAGE, GARGESHWARI POST, T.N.PURA TALUK, MYSURU DISTRICT | [7 empty] | 1 | 1 * 750 | 750 | [10 empty] | DG | 1 | 380 | 380 | CONSUMER | MYS N
145 | [22 empty] | DG | 1 | 100 | 100 | CONSUMER | MYS N
146 | [22 empty] | DG | 1 | 82.5 | 82.5 | CONSUMER | MYS N
147 | NHT-100 | BACARDI INDIA PRIVATE LIMITED, 3RD KILOMETRE ROAD, NANJANGUD-CHAMARAJANAGAR ROAD, NANJANGUD 571301. | [7 empty] | 1 | 1 * 315 | 315 | [10 empty] | DG | 1 | 365 | 365 | CONSUMER | MYS N
148 | [22 empty] | DG | 1 | 200 | 200 | CONSUMER | MYS N
149 | NHT-101 | THE COMMISSIONER, CITY MUNICIPAL CORPORATION, CHAMARAJANAGAR @ T.N.PURA, MYSURU DISTRICT. | [7 empty] | 1 | 1 * 1000 | 1000 | [14 empty] | CONSUMER | MYS N
150 | NHT-102 | IAH TOWERS, BHARAT BPO SERVICES LIMITED, LAKSHMIPURAM, MYSURU. | [7 empty] | 1 | 1 * 250 | 250 | [8 empty] | 1 |  | DG | 1 | 140 | 140 | CONSUMER | MYS N
151 | NHT-103 | TVS MOTOR COMPANY, BYATHAHALLI, KADAKOLA POST, MYSURU TALUK. | [7 empty] | 1 | 1 * 100 | 100 | [10 empty] | DG | 1 | 40 | 40 | CONSUMER | MYS N
152 | NHT-158 | CHAMUNDESHWARI ENTERPRISES, NO:92/2, RANGANATHAPURA VILLAGE, BANNUR-MYSURU ROAD, BANNUR HOBLI, T.N.PURA TALUK, MYSURU DISTRICT | [7 empty] | 1 | 1 *400 | 400 | [10 empty] | SOLAR | 1 | 300 | 300 | CONSUMER | MYS N
153 | NHT-171 | THE SECRETARY, MYSURU RACE CLUB, RACE COURSE ROAD, MYSURU | [7 empty] | 1 | 1*160 | 160 | [8 empty] | 2 |  | DG | 1 | 160 | 160 | CONSUMER | MYS N
154 | [22 empty] | DG | 1 | 125 | 125 | CONSUMER | MYS N
155 | [22 empty] | DG | 1 | 30 | 30 | CONSUMER | MYS N
156 | [22 empty] | DG | 1 | 20 | 20 | CONSUMER | MYS N
157 | NHT-172 | THE ADMINISTRATOR, MYSURU RACE CLUB LIMITED, POST BOX NO:11, RACE COURSE ROAD, MYSURU | [7 empty] | 1 | 1*160 | 160 | [14 empty] | CONSUMER | MYS N
158 | NDG-1 | THE DISTRICT YOUTH SERVICE AND SPORTS OFFICE, MYSURU DISTRICT, CHAMUNDIVIHAR INDOOR STADIUM, NAZARABAD, MYSURU-570010 | [20 empty] | DG | 2 | 380 | 760 | CONSUMER | MYS N
159 | NDG-2 | THE CHIEF EXECUTIVE OFFICER, KARNATAKA EXIHIBITION AUTHORITY, AT DODDAKERE MAIDAN, MYSURU-570010 | [20 empty] | DG | 2 | 625 | 1250 | CONSUMER | MYS N
160 | [22 empty] | DG | 1 | 63 | 63 | CONSUMER | MYS N
161 | NDG-3 | HOTEL KASTURI BHAVAN, C/O KSRTC BUS STAND, BN ROAD, MYSURU | [20 empty] | DG | 1 | 20 | 20 | CONSUMER | MYS N
162 | NDG-4 | MEDALL DIAGNOSTICS, K.R HOSPITAL, MYSURU ( IN KR HOSPITAL HT INSTN) | [20 empty] | DG | 1 | 100 | 100 | CONSUMER | MYS N
163 | NDG-5 | M/S J.P.TRADERS, #20, "B" BLOCK, APMC YARD, BANDIPALYA, MYSURU-NANJANGUD ROAD, MYSURU. | [20 empty] | DG | 1 | 15 | 15 | CONSUMER | MYS N
164 | NDG-6 | SRI NAGARATHNA INDUSTRIES, NANJANGUD ROAD, T.N.PURA, MYSURU DISTRICT | [20 empty] | DG | 1 | 82.5 | 82.5 | CONSUMER | MYS N
165 | NDG-7 | M/S VRL LOGISTICS LTD , NO:436 (OLD NO:16), SIDDALINGAPURA, BM ROAD, MYSURU | [20 empty] | DG | 1 | 40 | 40 | CONSUMER | MYS N
166 | NDG-8 | JOY ALLUKKAS INDIA LIMITED, NO:2928, L-18, L-18/1, BN ROAD, MYSURU | [18 empty] | 1 |  | DG | 1 | 160 | 160 | CONSUMER | MYS N
167 | NDG-11 | CSI HOLDSWORTH MEMORIAL HOSPITAL, P.B.NO.38, MANDI MOHALLA ROAD, MYSURU-1 | [20 empty] | DG | 1 | 250 | 250 | CONSUMER | MYS N
168 | NDG-12 | RASANDIK AUTO COMPONENTS PVT. LTD., KIADB INDUSTRIAL AREA, NANJANGUD | [20 empty] | DG | 1 | 380 | 380 | CONSUMER | MYS N
169 | SPT-1 | SHREE SOMESHWARA THEATRE, M.M ROAD,BANNUR | [14 empty] | SPT | 1 |  |  |  |  | DG | 1 | 15 | 15 | CONSUMER | MYS N
170 | NMSB-1 | THE SECRETARY, BRIGADE HORIZON APARTMENT OWNERS ASSOCIATION BRIGADE HORIZON, SY.NO:28/24, 24C,16/A3 and 16/A4, T.NARASIPURA ROAD, NAZARBAD MOHALLA, MYSURU. | [12 empty] | 1 | 1 |  |  |  |  | 4 |  | DG | 1 | 200 | 200 | CONSUMER | MYS N
171 | NMSB-2 | THE MANAGER, M/S TRISHUL DEVELOPERS, MITTAL PRIDE, SY.NO:12, H.D.KOTE ROAD, J.P.NAGAR, MYSURU. | [12 empty] | 1 | 3 |  |  |  |  | 3 |  | DG | 1 | 160 | 160 | CONSUMER | MYS N
172 | MUSS-N-1 | F.T.S. MUSS,MYSURU | [5 empty] | 66 | 1 | [17 empty] | KPTCL | MYS N
173 | MUSS-N-2 | DODDAKERE MAIDAN MUSS,MYSURU | [5 empty] | 66 | 1 | [17 empty] | KPTCL | MYS N
174 | MUSS-N-3 | DEVANOOR MUSS,MYSURU | [5 empty] | 66 | 1 | [17 empty] | KPTCL | MYS N
175 | MUSS-N-4 | MYSURU SOUTH MUSS,MYSURU | [5 empty] | 66 | 1 | [17 empty] | KPTCL | MYS N
176 | MUSS-N-5 | JYOTHINAGARA MUSS,MYSURU | [5 empty] | 66 | 1 | [17 empty] | KPTCL | MYS N
177 | MUSS-N-6 | NANJANAGUD MUSS,MYSURU DISTRICT | [5 empty] | 66 | 1 | [17 empty] | KPTCL | MYS N
178 | MUSS-N-7 | DEVANOOR MUSS,NANJANAGUD TQ,MYSURU DISTRICT | [5 empty] | 66 | 1 | [17 empty] | KPTCL | MYS N
179 | MUSS-N-8 | SUTTHUR MUSS,NANJANAGUD TQ,MYSURU DISTRICT | [5 empty] | 66 | 1 | [17 empty] | KPTCL | MYS N
180 | MUSS-N-9 | SINDHUVALLI MUSS,NANJANAGUD TQ,MYSURU DISTRICT | [5 empty] | 66 | 1 | [17 empty] | KPTCL | MYS N
181 | MUSS-N-10 | MEGALAPUR MUSS,T.N.PURA TQ,MYSURU DISTRICT | [5 empty] | 66 | 1 | [17 empty] | KPTCL | MYS N
182 | MUSS-N-11 | TALAKADU MUSS,T.N.PURA TQ,MYSURU DISTRICT | [5 empty] | 66 | 1 | [17 empty] | KPTCL | MYS N
183 | MUSS-N-12 | MUGOOR MUSS,T.N.PURA TQ,MYSURU DISTRICT | [5 empty] | 66 | 1 | [17 empty] | KPTCL | MYS N
184 | MUSS-N-13 | BANNUR MUSS,T.N.PURA TQ, MYSURU DISTRICT | [5 empty] | 66 | 1 | [17 empty] | KPTCL | MYS N
185 | MUSS-N-14 | T.N.PURA MUSS,T.N.PURA,MYSURU DISTRICT | [5 empty] | 66 | 1 | [17 empty] | KPTCL | MYS N
186 | MUSS-N-15 | HULLAHALLY MUSS, NANJANGUD TALUK, MYSURU DISTRICT. | [5 empty] | 66 | 1 | [17 empty] | KPTCL | MYS N
187 | MUSS-N-16 | BANNIMANTAPA MUSS,MYSURU | [5 empty] | 66 | 1 | [17 empty] | KPTCL | MYS N
188 | MUSS-N-17 | CHIDRAVALLI MUSS, T.N.PURA TALUK, MYSURU DISTRICT | [5 empty] | 66 | 1 | [17 empty] | KPTCL | MYS N
189 | MUSS-N-18 | THANDYA INDUSTRIAL AREA MUSS, NANJANGUD TALUK, MYSURU DISTRICT. | [5 empty] | 66 | 1 | [17 empty] | KPTCL | MYS N
190 | MUSS-N-19 | AYARAHALLI MUSS, MYSURU TALUK, MYSURU DISTRICT | [5 empty] | 66 | 1 | [17 empty] | KPTCL | MYS N
191 | MUSS-N-20 | HURA MUSS, NANJANGUD TALUK, MYSURU DISTRICT | [5 empty] | 66 | 1 | [17 empty] | KPTCL | MYS N
192 | MUSS-N-21 | DOORA MUSS, MYSURU TALUK, MYSURU DISTRICT | [5 empty] | 66 | 1 | [17 empty] | KPTCL | MYS N
193 | MUSS-N-72 | DEVANUR 2ND STAGE, RAJEEVNAGAR, MYSURU TALUK & DISTRICT | [5 empty] | 66 | 1 | [17 empty] | KPTCL | MYS N
194 | NHT-104 | ADI CHUNCHANAGIRI HOSPITAL AND RESEARCH CENTRE, B.G NAGAR, BELLUR CROSS, NAGAMANGALA TQ, MANDYA DT-571448 | [7 empty] | 1 | 2 * 500 | 1000 | [6 empty] | 2 |  | 3 |  | DG | 2 | 500 | 1000 | CONSUMER | MAN
195 | [22 empty] | DG | 1 | 200 | 200 | CONSUMER | MAN
196 | [22 empty] | DG | 1 | 63 | 63 | CONSUMER | MAN
197 | NHT-105 | THE AEE, KUWS AND DB, MAINTENANCE SUB DIVISION, BANDIGOWDA LAYOUT, MANDYA-571401 (PUMPING STATION AT GANANGOOR VILLAGE, S.R.PATNA TQ, MANDYA DT) | [7 empty] | 1 | 2 * 315 | 630 | [14 empty] | CONSUMER | MAN
198 | NHT-106 | THE AEE,KUWS AND DB, MAINTENANCE SUB DIVISION, BANDIGOWDA LAYOUT, MANDYA-571401 (HEAD WORKS AT S.R.PATNA, MANDYA DT) | [7 empty] | 1 | 1 * 400 & 1 * 315 | 715 | [14 empty] | CONSUMER | MAN
199 | NHT-107 | THE AEE,VANIVILASA WATER WORKS, YADAVAGIRI, MYSURU-20 (3.5 MGD PUMPING STATION AT BELAGOLA, S.R.PATNA TQ, MANDYA DT) | [7 empty] | 1 | 2 * 1000 | 2000 | [14 empty] | CONSUMER | MAN
200 | NHT-108 | THE AEE, MINOR IRRIGATION SUB DIVISION, NEAR D.C.OFFICE, MANDYA-571401 (L.I.S. AT SURAGITHOPU VILLAGE, MALAVALLI TQ, MANDYA DT) | [7 empty] | 1 | 1 * 630 | 630 | [14 empty] | CONSUMER | MAN
201 | NHT-109 | ANSAL GRANICOM (P) LTD, (SANWA DIAMOND TOOLS) PLOT NO. 33,34, SOMANAHALLI INDUSTRIAL AREA, MADDUR TQ, MANDYA DT-571428 | [7 empty] | 1 | 1 * 500 & 1 * 315 | 815 | [10 empty] | DG | 1 | 600 | 600 | CONSUMER | MAN
202 | [22 empty] | DG | 1 | 415 | 415 | CONSUMER | MAN
203 | [22 empty] | DG | 1 | 160 | 160 | CONSUMER | MAN
204 | [22 empty] | DG | 1 | 140 | 140 | CONSUMER | MAN
205 | NHT-110 | B.P.L. SOFT ENERGY SYSTEMS (EVEREADY INDUSTRIES INDIA LTD), PLOT NO 7/1A, KIADB INDUSTRIAL AREA, SOMANAHALLY, MADDUR TQ, MANDYA DT-571428 | [7 empty] | 1 | 2 * 1000 | 2000 | [10 empty] | DG | 2 | 625 | 1250 | CONSUMER | MAN
206 | [22 empty] | DG | 1 | 320 | 320 | CONSUMER | MAN
207 | [22 empty] | DG | 1 | 85 | 85 | CONSUMER | MAN
208 | NHT-111 | CHANNAPATNA-RAMANAGARA DRINKING WATER SUPPLY PUMP HOUSE AT T.K.HALLY, MALAVALLI TQ, MANDYA DT (C/O AEE,KUWS AND DB, MAINTENANCE SUB DIVISION, CHANNAPATNA) | [7 empty] | 1 | 2 * 400 & 2 * 160 | 1120 | [14 empty] | CONSUMER | MAN
209 | NHT-112 | CAUVERY NEERAVARI NIGAMA, K.R.S. DAM DIVISION, K.R.SAGAR, S.R.PATNA TQ, MANDYA DT-571607 | [7 empty] | 1 | 2 * 500 & 10 * 100 & 1 * 250 | 2250 | [10 empty] | DG | 1 | 100 | 100 | CONSUMER | MAN
210 | [22 empty] | DG | 1 | 40 | 40 | CONSUMER | MAN
211 | [22 empty] | DG | 1 | 27.5 | 27.5 | CONSUMER | MAN
212 | NHT-113 | THE AEE, VANIVILASA WATER WORKS, YADAVAGIRI, MYSURU-20 (8MGD PUMPING STATION AT BELAGOLA, S.R.PATNA TQ, MANDYA DT) | [7 empty] | 1 | 2 * 1000 & 1 * 250 | 2250 | [14 empty] | CONSUMER | MAN
213 | NHT-114 | HABEEB AGRO INDUSTRIES, P.B.NO 156, BOOTHANA HOSUR, MANDYA TQ, MANDYA DT-571403 | [7 empty] | 1 | 1 * 750 | 750 | [10 empty] | DG | 2 | 380 | 760 | CONSUMER | MAN
214 | NHT-115 | SHRINIDHI POLYMERS, PRO: A.SRINIVASA, PLOT NO:P-45, TUBINAKERE INDUSTRIAL AREA, MANDYA DISTRICT. | [7 empty] | 1 | 1 * 400 | 400 | [14 empty] | CONSUMER | MAN
215 | NHT-116 | MANMUL, MANDYA DAIRY, GEJJALAGERE, MADDUR TQ, MANDYA DT | [7 empty] | 1 | 2 * 1500 | 3000 | [10 empty] | DG | 1 | 1010 | 1010 | CONSUMER | MAN
216 | [22 empty] | DG | 2 | 250 | 500 | CONSUMER | MAN
217 | [22 empty] | DG | 1 | 640 | 640 | CONSUMER | MAN
218 | NHT-117 | M.K.AGRO TECH (P) LTD, MYSURU- BANGALORE ROAD, S.R PATNA TOWN, MANDYA DT-571438 | [7 empty] | 1 | 2 * 750 | 1500 | [10 empty] | DG | 1 | 1110 | 1110 | CONSUMER | MAN
219 | [22 empty] | DG | 1 | 500 | 500 | CONSUMER | MAN
220 | NHT-118 | NETKAL BALANCING RESERVOIR, C/O THE EE, BWSSB, T.K.HALLY, MALAVALLI TQ, MANDYA DT-571421 | [7 empty] | 1 | 2 * 950 | 1900 | [14 empty] | CONSUMER | MAN
221 | NHT-119 | AMECO , NO 50, KIADB INDUSTRIAL AREA, SOMANAHALLY, MADDUR TQ, MANDYA DT-571428 | [7 empty] | 1 | 1 * 630 | 630 | [10 empty] | DG | 1 | 250 | 250 | CONSUMER | MAN
222 | NHT-120 | THE AEE, MINOR IRRIGATION SUB DIVISION, NEAR D.C OFFICE, MANDYA-571401 (L.I.S. AT KARIGHATTA-1ST STAGE, S.R.PATNA TQ, MANDYA DT) | [7 empty] | 1 | 2 * 315 | 630 | [14 empty] | CONSUMER | MAN
223 | NHT-121 | THE AEE, MINOR IRRIGATION SUB DIVISION, NEAR D.C OFFICE, MANDYA-571401 (L.I.S AT KARIGHATTA- 2ND STAGE, S.R.PATNA TQ, MANDYA DT) | [7 empty] | 1 | 2 * 315 | 630 | [14 empty] | CONSUMER | MAN
224 | NHT-122 | KLENE PACKS LTD, (UNIT-III), PLOT NO. 24-30, 37-43, KIADB INDUSTRIAL AREA, GEJJALAGERE, MADDUR TQ, MANDYA DT. | [7 empty] | 1 | 1 * 2500 | 2500 | [10 empty] | DG | 1 | 2000 | 2000 | CONSUMER | MAN
225 | [22 empty] | DG | 1 | 600 | 600 | CONSUMER | MAN
226 | NHT-123 | KLENE PACKS LTD, (UNIT-V), PLOT NO.6,7,14 AND 15, KIADB INDUSTRIAL AREA, GEJJALAGERE, MADDUR TQ, MANDYA DT-571428. | [7 empty] | 1 | 1 * 1000 | 1000 | [14 empty] | CONSUMER | MAN
227 | NHT-124 | SHAHI EXPORTS (P) LTD, PLOT NO. 44-51, KIADB INDUSTRIAL AREA, GEJJALAGERE, MADDUR TQ, MANDYA DT-571428. | [7 empty] | 1 | 1 * 1000 | 1000 | [10 empty] | DG | 1 | 600 | 600 | CONSUMER | MAN
228 | [22 empty] | DG | 1 | 400 | 400 | CONSUMER | MAN
229 | NHT-125 | PES COLLEGE OF ENGINEERING, MANDYA TOWN, MANDYA-571401 | [7 empty] | 1 | 2 * 250 | 500 | [10 empty] | DG | 1 | 125 | 125 | CONSUMER | MAN
230 | [22 empty] | DG | 1 | 82.5 | 82.5 | CONSUMER | MAN
231 | [22 empty] | DG | 2 | 63 | 126 | CONSUMER | MAN
232 | [22 empty] | DG | 1 | 50 | 50 | CONSUMER | MAN
233 | NHT-126 | HABIB REFINED OIL, SR PATNA TQ, MANDYA DT | [7 empty] | 1 | 1 * 500 | 500 | [14 empty] | CONSUMER | MAN
234 | NHT-127 | MAGNESIUM & ALLIED PRODUCTS, SY NO 77/P2, HURUGAVALAVADI VILLAGE, KOPPA HOBLI, MADDUR TQ, MANDYA | [7 empty] | 1 | 1 * 630 | 630 | [10 empty] | DG | 1 | 380 | 380 | CONSUMER | MAN
235 | [22 empty] | DG | 1 | 180 | 180 | CONSUMER | MAN
236 | NHT-128 | DEVAGAN TECHNOLOGIES, PLOT NO:53, KIADB INDL AREA, BELAGOLA, S.R.PATNA TALUQ, MANDYA DISTRICT. | [7 empty] | 1 | 1 * 1250 | 1250 | [14 empty] | CONSUMER | MAN
237 | NHT-129 | THE DIRECTOR, M/S GILWOOD FASHIONS PVT LTD. PLOT NO 15, SY NO: 29/2, 29/1P, SOMANAHALLI, KIADB INDUSTRIAL AREA, MADDUR TQ, MANDYA DT. | [7 empty] | 1 | 1 * 500 | 500 | [10 empty] | DG | 1 | 250 | 250 | CONSUMER | MAN
238 | NHT-130 | SMT ANCY W/O ET BENNY, M/S BESTIN BREAK HOTEL, PLOT NO 58/2, GEJJALAGERE, KIADB INDUSTRIAL AREA, MADDUR TQ, MANDYA DT. | [7 empty] | 1 | 1 * 500 | 500 | [10 empty] | DG | 1 | 250 | 250 | CONSUMER | MAN
239 | NHT-131 | HARI BELTS & CONVEYORS (P) LTD, PLOT NO 38-40, KSSIDC INDUSTRIAL AREA, TUBINAKERE, MANDYA TQ & DT. | [7 empty] | 1 | 1 * 950 | 950 | [10 empty] | DG | 1 | 500 | 500 | CONSUMER | MAN
240 | NHT-132 | SRI SHABBIR AHMED KHAN, M/S F.K INDUSTRIES, PLOT NO: 23 & 24, TUBINAKERE IND AREA, MANDYA | [7 empty] | 1 | 1 * 630 | 630 | [14 empty] | CONSUMER | MAN
241 | NHT-133 | M/S PANCHAMUKHI NUTRIENTS, TUBINAKERE IND AREA, MANDYA | [7 empty] | 1 | 1 * 750 | 750 | [10 empty] | DG | 1 | 62.5 | 62.5 | CONSUMER | MAN
242 | NHT-134 | DISTRICT GOVT. HOSPITAL, MANDYA | [7 empty] | 1 | 1 * 400 | 400 | [6 empty] | 5 |  |  |  | DG | 1 | 100 | 100 | CONSUMER | MAN
243 | [22 empty] | DG | 1 | 50 | 50 | CONSUMER | MAN
244 | [22 empty] | DG | 1 | 15 | 15 | CONSUMER | MAN
245 | [22 empty] | DG | 1 | 125 | 125 | CONSUMER | MAN
246 | [22 empty] | DG | 3 | 125 | 375 | CONSUMER | MAN
247 | NHT-135 | SANWA DIAMOND TOOLS (P) LTD., 39, KIADB INDUSTRIAL AREA, SOMANAHALLY. MADDUR TQ. | [7 empty] | 1 | 1 * 500 | 500 | [14 empty] | CONSUMER | MAN
248 | NHT-136 | HITEN FASTENERS, U#3, NO.18, SOMANAHALLY INDL. AREA, MADDUR TQ, MANDYA DT. | [7 empty] | 1 | 1 * 630 | 630 | [14 empty] | CONSUMER | MAN
249 | NHT-137 | AKHIL GASES, NEAR CHAMSUGAR, K.M. DODDI, MADDUR TQ. | [7 empty] | 1 | 1 * 500 | 500 | [14 empty] | CONSUMER | MAN
250 | NHT-138 | THE AEE, IGGALUR ANNICUT PROJECT, IGGALUR, CHANNAPATNA TQ. RAMANAGAR DIST. LIS AT KOOLAGERE IN MADDUR TQ. | [7 empty] | 1 | 1 * 500 | 500 | [14 empty] | CONSUMER | MAN
251 | NHT-139 | THE M D, M/S.AQUARIUS AMUSEMENT THEME PARK & RESORTS PVT. LTD., MYSURU-BANGALORE ROAD, S.R. PATNA TQ. | [7 empty] | 1 | 1 * 500 | 500 | [10 empty] | DG | 1 | 160 | 160 | CONSUMER | MAN
252 | [22 empty] | DG | 1 | 125 | 125 | CONSUMER | MAN
253 | NHT-140 | AEE, M/S. CNNL, NO.4, KRS MAJOR & MINOR IRRIGATION SUB-DIVN., MALAVALLY, LIS AT NEELAKANTANAHALLI, BANOJIPANTH I STAGE, MADDUR TQ. | [7 empty] | 1 | 1 * 500 | 500 | [14 empty] | CONSUMER | MAN
254 | NHT-141 | M/S SRI SOMESHWARA FERTILIZERS PVT LTD,SOMANAHALLY INDUSTRIAL AREA, MADDUR TQ. | [7 empty] | 1 | 1 * 500 | 500 | [10 empty] | DG | 1 | 320 | 320 | CONSUMER | MAN
255 | NHT-142 | S T G STONE CRUSHERS, BABY BETTADAKAWAL, CHINAKURALI HOBLI, PANDAVAPURA TQ. | [7 empty] | 1 | 1 * 500 | 500 | [10 empty] | DG | 1 | 500 | 500 | CONSUMER | MAN
256 | NHT-143 | INDIAN GEARS 91/B MOGARAHALLI VG, MYSURU KRS RD,, BELGOLA POST S R PATNA | [7 empty] | 1 | 1 * 500 | 500 | [10 empty] | DG | 1 | 180 | 180 | CONSUMER | MAN
257 | NHT-144 | RANGSONS ELECTRONICS, HEBBAL 2ND PHASE, BELAGOLA INDL. AREA, S R PATNA TQ. | [7 empty] | 1 | 1 * 500 | 500 | [10 empty] | DG | 1 | 250 | 250 | CONSUMER | MAN
258 | [22 empty] | DG | 1 | 160 | 160 | CONSUMER | MAN
259 | NHT-145 | M/S BALAJI TAR MIXING PLANT, BEBI VILLAGE,PANDAVAPURATQ | [7 empty] | 1 | 1 * 500 | 500 | [10 empty] | DG | 1 | 125 | 125 | CONSUMER | MAN
260 | NHT-146 | A J STATIONERY, U#2, IIND STAGE, BELAGOLA INDL. AREA, S R PATNA TQ. | [7 empty] | 1 | 1 * 500 | 500 | [10 empty] | DG | 2 | 125 | 250 | CONSUMER | MAN
261 | NHT-147 | THE MD, M/S MNMUL, MILK FEDERATION, GEJJALAGERE PLANT, MADDUR TQ, MANDYA SITE AT M/S MILK CHILLING PLANT MNMUL, HONNENAHALLI VG, KR PET TQ | [7 empty] | 1 | 1 * 500 | 500 | [10 empty] | DG | 1 | 250 | 250 | CONSUMER | MAN
262 | NHT-148 | THE MD,MNMUL PRODUCT DAIRY, GEJJALAGERE, MADDUR TQ SITE AT ( M/S MILK CHILLING PLANT, NAGAMANGALA) | [7 empty] | 1 | 1 * 400 | 400 | [10 empty] | DG | 1 | 250 | 250 | CONSUMER | MAN
263 | NHT-149 | M/S MELBROWS ENGINEERING, NO 243, MORGARAHALLI, KRS ROAD,HOSAHALLI POST, S R PATNA TQ | [7 empty] | 1 | 1 * 500 | 500 | [10 empty] | DG | 1 | 125 | 125 | CONSUMER | MAN
264 | NHT-150 | THE PRINCIPAL, GOVT ENGINEERING COLLEGE, KR PET, MANDYA DT. | [7 empty] | 1 | 1 * 500 | 500 | [14 empty] | CONSUMER | MAN
265 | NHT-151 | HITEN FASTENERS, U#2, 7B, SOMANAHALLY INDL. AREA, MADDUR TQ. | [7 empty] | 1 | 1 * 500 | 500 | [14 empty] | CONSUMER | MAN
266 | NHT-152 | M/S KLENE PAKS LIMITED, UNIT-IV, PLOT NO 31 TO 36, GEJJALAGERE INDUSTRIAL AREA, MADDUR TQ, MANDYA DT. | [7 empty] | 1 | 1 * 2500 | 2500 | [10 empty] | DG | 2 | 600 | 1200 | CONSUMER | MAN
267 | NHT-153 | M/S SAVITHRI ROLLER FLOUR MILL PVT LTD,PLOT NO 49 & 50, HEBBAL 2ND PHASDE BELGOLA INDUSTRIAL AREA, SRIRANGAPATNA TQ, MANDYA DT. | [7 empty] | 1 | 1 * 500 | 500 | [14 empty] | CONSUMER | MAN
268 | NHT-154 | M/S SHAHI EXPORTS PVT LTD, PLOT NO 44 & 46, KIADB INDUSTRIAL AREA, GEJJALAGERE, MADDUR TQ, MANDYA DISTRICT. | [7 empty] | 1 | 1 * 500 | 500 | [10 empty] | DG | 1 | 200 | 200 | CONSUMER | MAN
269 | NHT-155 | KOMALEGOWDA, MANU STONE CRUSHERS, HONGANAHALLI, CHINAKURULI HOBLI, PANDAVAPURA TALUK,MANDYA DISTRICT. | [7 empty] | 1 | 1 * 500 | 500 | [14 empty] | CONSUMER | MAN
270 | NHT-156 | SRI.H.B.RAVIKUMAR S/O LATE BOJEGOWDA, SY.NO:84, ALPAHALLI VILLAGE, PANDAVAPURA TALUK, MANDYA DISTRICT. | [7 empty] | 1 | 1 * 500 | 500 | [14 empty] | CONSUMER | MAN
271 | NHT-157 | SRI ADITHYA BICHU, M/S ADMA FABRICATION PRIVATE LIMITED, PLOT NO:36/P2, KIADB INDUSTRIAL AREA, HEBBAL 2 ND PHASE, BELAGOLA, S.R.PATNA TALUK, MANDYA DISTRICT. | [7 empty] | 1 | 1 * 550 & 1 * 315 | 865 | [14 empty] | CONSUMER | MAN
272 | NHT-159 | A.RUDRAPPA M/S AR POULTRY FARM, MUTHALAKATTE VILLAGE, HALAGURU HOBLI, MALAVALLI TALUK, MANDYA DISTRICT. | [7 empty] | 1 | 1 * 1100 | 1100 | [10 empty] | SOLAR | 1 | 995 | 995 | CONSUMER | MAN
273 | NHT-160 | C.NAGESH S/O CHANNEGOWDA, SY.NO:78/8, GAJANOORU VILLAGE, MALAVALLI TALUK, MANDYA DISTRICT. | [7 empty] | 1 | 1 * 630 | 630 | [10 empty] | SOLAR | 1 | 500 | 500 | CONSUMER | MAN
274 | NHT-161 | SRI.M.JITHENDRA, M/S J.K.STONE CRUSHERS, SY.NO:132/PART P2, BASTIHALLI, CHINAKURLI HOBLI, PANDAVAPURA TALUK, MANDYA DISTRICT. | [7 empty] | 1 | 1*500 | 500 | [14 empty] | CONSUMER | MAN
275 | NHT-162 | SRI.H.L.SWAMIGOWDA S/O LAKSHMEGOWDA, SY.NO:131, BASTIHALLI, CHINAKURLI HOBLI, PANDAVAPURA TALUK, MANDYA DISTRICT. | [7 empty] | 1 | 1*500 | 500 | [14 empty] | CONSUMER | MAN
276 | NHT-163 | THE EXECUTIVE ENGINEER, MINOR IRRIGATION DIVISION, MYSURU, NEAR NANJANPURA HALAGUR HOBLI, MALAVALLI TALUK. | [7 empty] | 1 | 1*500 | 500 | [14 empty] | CONSUMER | MAN
277 | NHT-164 | THE MANAGER, CAUVERY CO CO PRODUCT, HOSAMANE VILLAGE, BELLUR HOBLI, NAGAMANGALA TALUK, MANDYA DISTRICT. | [7 empty] | 1 | 1*400 | 400 | [14 empty] | CONSUMER | MAN
278 | NHT-165 | SRI.H.N.UMESHA, S/O LATE NINGE GOWDA, M/S JAYA RICE INDUSTRIES, KAREKURA ROAD, BELAGOLA, SRIRANGAPATNA TALUK, MANDYA DISTRICT. | [7 empty] | 1 | 1*500 | 500 | [14 empty] | CONSUMER | MAN
279 | NHT-166 | SRI HARISH S/O Y.C.LINGAPPA, M/S DIPIN STONE CRUSHER, SY.NO:1/151, BABY VILLAGE, CHINKURLI HOBLI, PANDAVAPURA TALUK, MANDYA DISTRICT. | [7 empty] | 1 | 1*400 | 400 | [14 empty] | CONSUMER | MAN
280 | NHT-167 | GAYATHRI W/O MAHADEVAGOWDA, M/S ANKANATHESHWARA STONE CRUSHERS, HONGANAHALLY VILLAGE, PANDAVAPURA TALUK, MANDYA DISTRICT | [7 empty] | 1 | 1*750 | 750 | [10 empty] | DG | 1 | 250 | 250 | CONSUMER | MAN
281 | NHT-168 | SRI.B.H.RIZWAN M/S KANATAKA STONE CRUSHING INDUSTRIES, SY.NO:1, BABY BETTA, CHINAKURALI, PANDAVAPURA TALUK, MANDYA DISTRICT. | [7 empty] | 1 | 1*750 | 750 | [14 empty] | CONSUMER | MAN
282 | NHT-169 | THE ASSISTANT EXECUTIVE ENGINEER, RURAL DRINIKING WATER & SANITATION SUB-DIVISION, PANDAVAPRA @ ALPHAHALLI VILLAGE AND @ NORTH BANK VILLAGE, NEAR KRS BRIDGE, PANDAVAPURA TALUK | [7 empty] | 2 | 4 *500 | 2000 | [14 empty] | CONSUMER | MAN
283 | NHT-170 | GIRISH EXPORTS, PLOT NO:25/B, 2ND CROSS, SOMANHALLI INDUSTRIAL AREA, SOMANAHALLI 571 429, MADDUR TALUK, MANDYA DISTRICT. | [7 empty] | 1 | 1*250 | 250 | [10 empty] | DG | 1 | 200 | 200 | CONSUMER | MAN
284 | [22 empty] | DG | 1 | 160 | 160 | CONSUMER | MAN
285 | NDG-9 | EURO CLOTHING ING COMPANY , UNIT II, TB ROAD, SR PATNA TQ, MANDYA DT | [20 empty] | DG | 1 | 250 | 250 | CONSUMER | MAN
286 | [22 empty] | DG | 1 | 380 | 380 | CONSUMER | MAN
287 | NDG-10 | ROYAL ORCHID HOTEL, BRINDAVAN GARDENS, K.R.SAGAR, S.R.PATNA TQ, MANDYA DT-571607 | [20 empty] | DG | 1 | 180 | 180 | CONSUMER | MAN
288 | NDG-13 | SRI. ASHOK, BABY BETTADA KAVAL, CHINAKURLI HOBLI, PANDAVAPURA TALUK, MANDYA DISTRICT. | [20 empty] | DG | 1 | 500 | 500 | CONSUMER | MAN
289 | SPT-3 | SRI RAVI CHITRAMANDIRA,HALGUR, MALLAVALLY TQ | [14 empty] | SPT | 1 |  |  |  |  | DG | 1 | 10 | 10 | CONSUMER | MAN
290 | SPT-4 | SRI LAKSHMI CHITRAMANDIRA, PANDAVAPURA | [14 empty] | SPT | 1 |  |  |  |  | DG | 1 | 10 | 10 | CONSUMER | MAN
291 | SPT-5 | SRI KJB CHITAMANDIR, KR PET | [14 empty] | SPT | 1 |  |  |  |  | DG | 1 | 45 | 45 | CONSUMER | MAN
292 | SPT-6 | SRI MANJUNATHA CHITRAMANDIRA, ARAKERE, S.R.PATNA TQ | [14 empty] | SPT | 1 |  |  |  |  | DG | 1 | 10 | 10 | CONSUMER | MAN
293 | NMSB-3 | THE DIRECTOR, MEDICAL COLLEGE, MANDYA (STAFF QUARTERS) | [12 empty] | 1 | 1 |  |  |  |  | 2 |  | DG | 1 | 62.5 | 62.5 | CONSUMER | MAN
294 | MUSS-N-22 | BASARALU MUSS, MANDYA TQ, MANDYA DISTRICT | [5 empty] | 66 | 1 | [17 empty] | KPTCL | MAN
295 | MUSS-N-23 | CHIKKA MANDYA MUSS, MANDYA TQ,MANDYA DISTRICT | [5 empty] | 66 | 1 | [17 empty] | KPTCL | MAN
296 | MUSS-N-24 | HAMPAPURA MUSS, MANDYA TQ, MANDYA DISTRICT | [5 empty] | 66 | 1 | [17 empty] | KPTCL | MAN
297 | MUSS-N-25 | KIADB MUSS, MANDYA TOWN, MANDYA DISTRICT | [5 empty] | 66 | 1 | [17 empty] | KPTCL | MAN
298 | MUSS-N-26 | KOLAKARANADODDI MUSS, MANDYA TQ, MANDYA DISTRICT | [5 empty] | 66 | 1 | [17 empty] | KPTCL | MAN
299 | MUSS-N-27 | MANDYA MUSS, MANDYA TOWN, MANDYA DISTRICT | [5 empty] | 66 | 1 | [17 empty] | KPTCL | MAN
300 | MUSS-N-28 | BESAGARAHALLI MUSS, MADDUR TQ, MANDYA DISTRICT | [5 empty] | 66 | 1 | [17 empty] | KPTCL | MAN
301 | MUSS-N-29 | DUNDANAHALLY MUSS, MADDUR TQ, MANDYA DISTRICT | [5 empty] | 66 | 1 | [17 empty] | KPTCL | MAN
302 | MUSS-N-30 | K.HONNALAGERE MUSS, MADDUR TQ, MANDYA DISTRICT | [5 empty] | 66 | 1 | [17 empty] | KPTCL | MAN
303 | MUSS-N-31 | K.M.DODDI MUSS, MADDUR TQ, MANDYA DISTRICT | [5 empty] | 66 | 1 | [17 empty] | KPTCL | MAN
304 | MUSS-N-32 | KOPPA MUSS, MADDUR TQ, MANDYA DISTRICT | [5 empty] | 66 | 1 | [17 empty] | KPTCL | MAN
305 | MUSS-N-33 | MADDUR MUSS, MADDUR TQ, MANDYA DISTRICT | [5 empty] | 66 | 1 | [17 empty] | KPTCL | MAN
306 | MUSS-N-34 | B.G.PURA MUSS, MALAVALLI TQ, MANDYA DISTRICT | [5 empty] | 66 | 1 | [17 empty] | KPTCL | MAN
307 | MUSS-N-35 | HALAGUR MUSS,MALAVALLI TQ, MANDYA DISTRICT | [5 empty] | 66 | 1 | [17 empty] | KPTCL | MAN
308 | MUSS-N-36 | KIRUGAVALU MUSS,MALAVALLI TQ, MANDYA DISTRICT | [5 empty] | 66 | 1 | [17 empty] | KPTCL | MAN
309 | MUSS-N-37 | MALAVALLI TOWN MUSS, MALAVALLI TQ, MANDYA DISTRICT | [5 empty] | 66 | 1 | [17 empty] | KPTCL | MAN
310 | MUSS-N-38 | SHIVANASAMUDRAM MUSS, MALAVALLI TQ, MANDYA DISTRICT | [5 empty] | 66 | 1 | [17 empty] | KPTCL | MAN
311 | MUSS-N-39 | ARAKERE MUSS, S.R.PATNA TQ, MANDYA DISTRICT | [5 empty] | 66 | 1 | [17 empty] | KPTCL | MAN
312 | MUSS-N-40 | BELAGOLA MUSS, S.R.PATNA TQ, MANDYA DISTRICT | [5 empty] | 66 | 1 | [17 empty] | KPTCL | MAN
313 | MUSS-N-41 | GARUDANAHUKKADA MUSS, S.R.PATNA TQ, MANDYA DISTRICT | [5 empty] | 66 | 1 | [17 empty] | KPTCL | MAN
314 | MUSS-N-42 | SRIRANGAPATNA MUSS, S.R.PATNA TQ, MANDYA DISTRICT | [5 empty] | 66 | 1 | [17 empty] | KPTCL | MAN
315 | MUSS-N-43 | THARIPURA MUSS, S.R.PATNA TQ, MANDYA DISTRICT | [5 empty] | 66 | 1 | [17 empty] | KPTCL | MAN
316 | MUSS-N-44 | CHINAKURULI MUSS, PANDAVAPURA TQ, MANDYA DISTRICT | [5 empty] | 66 | 1 | [17 empty] | KPTCL | MAN
317 | MUSS-N-45 | JAKKANAHALLY MUSS, PANDAVAPURA TQ, MANDYA DISTRICT | [5 empty] | 66 | 1 | [17 empty] | KPTCL | MAN
318 | MUSS-N-46 | BANNANGADI MUSS, PANDAVAPUR TQ, MANDYA DISTRICT | [5 empty] | 66 | 1 | [17 empty] | KPTCL | MAN
319 | MUSS-N-47 | MAHADESWARAPURA MUSS, PANDAVAPURA TQ, MANDYA DISTRICT | [5 empty] | 66 | 1 | [17 empty] | KPTCL | MAN
320 | MUSS-N-48 | PANDAVAPURA TOWN MUSS, PANDAVAPURA TQ, MANDYA DISTRICT | [5 empty] | 66 | 1 | [17 empty] | KPTCL | MAN
321 | MUSS-N-49 | ADDIHALLY MUSS, NAGAMANGALA TQ, MANDYA DISTRICT | [5 empty] | 66 | 1 | [17 empty] | KPTCL | MAN
322 | MUSS-N-50 | B.G.NAGARA MUSS, NAGAMANGALA TQ, MANDYA DISTRICT | [5 empty] | 66 | 1 | [17 empty] | KPTCL | MAN
323 | MUSS-N-51 | GUDDENAHALLY MUSS, NAGAMANGALA TQ, MANDYA DISTRICT | [5 empty] | 66 | 1 | [17 empty] | KPTCL | MAN
324 | MUSS-N-52 | HARADANAHALLY MUSS, NAGAMANGALA TQ, MANDYA DISTRICT | [5 empty] | 66 | 1 | [17 empty] | KPTCL | MAN
325 | MUSS-N-53 | ADICHUNCHANAGIRI MUSS, NAGAMANGALA TQ, MANDYA DISTRICT | [5 empty] | 66 | 1 | [17 empty] | KPTCL | MAN
326 | MUSS-N-54 | NAGAMANGALA TOWN MUSS, MANDYA DISTRICT | [5 empty] | 66 | 1 | [17 empty] | KPTCL | MAN
327 | MUSS-N-55 | AKKIHEBBAL MUSS, K.R.PET TQ, MANDYA DISTRICT | [5 empty] | 66 | 1 | [17 empty] | KPTCL | MAN
328 | MUSS-N-56 | ANEGOLA MUSS, K.R.PET TQ, MANDYA DISTRICT | [5 empty] | 66 | 1 | [17 empty] | KPTCL | MAN
329 | MUSS-N-57 | BOOKANAKERE MUSS, K.R.PET TQ, MANDYA DISTRICT | [5 empty] | 66 | 1 | [17 empty] | KPTCL | MAN
330 | MUSS-N-58 | KIKKERI MUSS, K.R.PET TQ, MANDYA DISTRICT | [5 empty] | 66 | 1 | [17 empty] | KPTCL | MAN
331 | MUSS-N-59 | K.R.PET TOWN MUSS, K.R.PET TQ, MANDYA DISTRICT | [5 empty] | 66 | 1 | [17 empty] | KPTCL | MAN
332 | MUSS-N-60 | SANTHEBACHAHALLY MUSS, K.R.PET TQ, MANDYA DISTRICT | [5 empty] | 66 | 1 | [17 empty] | KPTCL | MAN
333 | MUSS-N-61 | SHEELANERE MUSS, K.R.PET TQ, MANDYA DISTRICT | [5 empty] | 66 | 1 | [17 empty] | KPTCL | MAN
334 | MUSS-N-62 | HADLI VILLAGE, MALAVALLI TQ, MANDYA DISTRICT | [5 empty] | 66 | 1 | [17 empty] | KPTCL | MAN
335 | MUSS-N-63 | GAMANAHALLI VILLAGE, SR PATNA, MANDYA DISTRICT. | [5 empty] | 66 | 1 | [17 empty] | KPTCL | MAN
336 | MUSS-N-64 | V.C FARM, MANDYA | [5 empty] | 66 | 1 | [17 empty] | KPTCL | MAN
337 | MUSS-N-65 | KADABALLI VILLAGE, NAGAMANGALA TQ, MANDYA DISTRICT. | [5 empty] | 66 | 1 | [17 empty] | KPTCL | MAN
338 | MUSS-N-66 | DODDA BYADARAHALLI, PANDAVAPURA TQ, MANDYA DIST | [5 empty] | 66 | 1 | [17 empty] | KPTCL | MAN
339 | MUSS-N-67 | YETHAMBADI, MALAVALLI TQ , MANDYA DIST | [5 empty] | 66 | 1 | [17 empty] | KPTCL | MAN
340 | MUSS-N-68 | MANDAGERE, K.R.PETE TQ, MANDYA DIST. | [5 empty] | 66 | 1 | [17 empty] | KPTCL | MAN
341 | MUSS-N-69 | BHOGADI MUSS, NAGAMANGALA TALUK, MANDYA DISTRICT | [5 empty] | 66 | 1 | [17 empty] | KPTCL | MAN
342 | MUSS-N-70 | GANJIGERE MUSS, K.R.PET TALUK, MANDYA DISTRICT | [5 empty] | 66 | 1 | [17 empty] | KPTCL | MAN
343 | MUSS-N-71 | KRISHNAPURA MUSS, K.R.PET TALUK, MANDYA DISTRICT | [5 empty] | 66 | 1 | [17 empty] | KPTCL | MAN
[5 empty] | 0 | 0 | 0 |  | 72 | 173 | 0 | 149620 | 0 | 0 | 3 | 5 | 0 | 5 | 11 | 0 | 49 | 0 | 0 | 234 |  | 73017.5

## DEI_MYS N
LIST OF ELECTRICAL INSTALLATIONS AS ON 31-03-2017 UNDER THE PERVIEW OF DEI & AEI MYSURU NORTH
SL. NO | FILE NO | NAME & POSTAL ADDRESS OF THE INSTALLATION | GENERATING STATIONS |  |  |  |  | MUSS |  | HT / EHT |  |  | HT MSB |  | LT MSB |  | MULTIPLEX CINEMA/PT/SPT/TT |  | X-RAY IN NOS | NEON SIGNS IN NOS | LIFTS/ ESCALATOR/ PASSENGER CONVEYORS |  | GENERATOR SETS |  |  |  | REMARKS | PI POWERS AS PER DOP
|  |  | KPCL / PRIVATE | TYPE(HYDEL/ THERMAL/WTG/ CO GEN/ BIO MASS/ Solar/Others ) | Nos | CAPACITY IN KVA | TOTAL | 400kV/220kV/110kV/66kV/33kV/PS | No | HT / EHT | CAPACITY IN KVA | TOTAL | NO. OF FIRMS | NO. OF BLOCKS | NO. OF FIRMS | NO. OF BLOCKS | MP/PT/SPT/TT/VIDEO | NO OF SCREENS |  |  | LIFT NOS | ESCALATORS NOS | DG/TG/SOLAR | Nos | CAPACITY IN KVA | TOTAL | KPCL/KPTCL/PRIVATE/CONSUMER | ACEI/DCEI/EI/DEI/AEI
1 | HTN-1 | A.L.SHANKAR, HOTEL NILGIRI, NO:L-19, MOHAMMED SAIT BLOCK, GOVT HOUSE ROAD, LASHKAR MOHALLA, MYSURU | [7 empty] | 1 | 100 | 100 | [8 empty] | 1 |  | DG | 1 | 25 | 25 | CONSUMER | DEI
2 | HTN-2 | AAK SURYANI, 912, 912/1 &912/A&B, ZOO GARDEN ROAD, NAZARBAD, MYSURU | [7 empty] | 1 | 160 | 160 | [8 empty] | 1 |  | DG | 1 | 62.5 | 62.5 | CONSUMER | DEI
3 | HTN-3 | M/S SIDDHARTHA RESORTS & FOODS INC, NO:84/77,SY NO:88/C,NEAR INDUSTRIAL AREA,KADAKOLA VILLAGE, JAYAPURA HOBLI, MYSURU DISTRICT & TALUK. | [7 empty] | 1 | 315 | 315 | [10 empty] | DG | 1 | 225 | 225 | CONSUMER | DEI
4 | HTN-4 | SRI.P.V.JAYARAM, NO:3,B.B.MILL ROAD, BANNIMANTAP, MYSURU | [7 empty] | 1 | 250 | 250 | [10 empty] | DG | 1 | 62.5 | 62.5 | CONSUMER | DEI
5 | HTN-5 | ABDUL HAMEED, M/s FIVE STAR PLASTICS, 1/A, C.V.ROAD, BANNIMANTAP, MYSURU | [7 empty] | 1 | 160 | 160 | [14 empty] | CONSUMER | DEI
6 | HTN-6 | ABDUL NAZEERSAB STATE INSTITUTE FOR RURAL DEVELOPMENT, LALITH MAHAL ROAD, MYSURU-11 | [7 empty] | 1 | 100 | 100 | [10 empty] | DG | 1 | 125 | 125 | CONSUMER | DEI
7 | [22 empty] | DG | 1 | 62.5 | 62.5 | CONSUMER | DEI
8 | HTN-7 | ACADEMY FOR TECHNICAL & MANAGEMENT EXCELLENCE(ATME), SY.NO:1002/6, HAROHALLI, MYSURU TALUK, MYSURU DISTRICT. | [7 empty] | 1 | 250 | 250 | [10 empty] | DG | 1 | 100 | 100 | CONSUMER | DEI
9 | [22 empty] | SOLAR | 1 | 95 | 95 | CONSUMER | DEI
10 | HTN-8 | THE CHIEF OFFICER, TOWN MUNICPAL COUNCIL, GUNDLUPET @ WATER TREATMENT PLANT @ SINDHUVALLI VILLAGE, NANJANGUD | [7 empty] | 1 | 315 | 315 | [14 empty] | CONSUMER | DEI
11 | HTN-9 | AKSHAYA, NO.133, NEW NO. K-65, RAMAVILAS ROAD, MYSURU | [7 empty] | 1 | 250 | 250 | [8 empty] | 1 | [5 empty] | CONSUMER | DEI
12 | HTN-10 | SRI BALAJI GRANITS, PLOT NO:6, PART-1, THANDYA INDUSTRIAL AREA, NANJANGUD TALUK, MYSURU DISTRICT | [7 empty] | 1 | 250 | 250 | [14 empty] | CONSUMER | DEI
13 | HTN-11 | DAWOODIA INDUSTRIES, YEDATHORE VILLAG, T.NARASIPURA TALUK, MYSURU DISTRICT. | [7 empty] | 1 | 300 | 300 | [14 empty] | CONSUMER | DEI
14 | HTN-12 | ANAND TRANSPORT & PRINTERS, 121/1, VINOBHA ROAD, MYSURU | [7 empty] | 1 | 200 | 200 | [10 empty] | DG | 1 | 160 | 160 | CONSUMER | DEI
15 | HTN-13 | ANANTH NAGARAJU GUPTHA, NO:2724/B, NEW NO:L-43/B, B.N.ROAD, LASHKAR MOHALLA, MYSURU | [7 empty] | 1 | 100 | 100 | [14 empty] | CONSUMER | DEI
16 | HTN-14 | SRI.SHIVAKUMAR, M/S SRI MAHALAKSHMI SWEETS ANNEXE, NO:32/B, 2ND STAGE, INDUSTRIAL SUBURB, MYSURU | [7 empty] | 1 | 250 | 250 | [14 empty] | CONSUMER | DEI
17 | HTN-15 | AVANTHA HOLDINGS PVT. Ltd., SPIRULINA BIOTECH DIVISION, KIADB INDL. AREA, NANJANGUD | [7 empty] | 1 | 315 | 315 | [10 empty] | DG | 1 | 160 | 160 | CONSUMER | DEI
18 | HTN-16 | AVISHKAR STONES, PLOT NO.14B, THANDYA INDUSTRIAL AREA, NANJANGUD TALUK | [7 empty] | 1 | 250 | 250 | [14 empty] | CONSUMER | DEI
19 | HTN-17 | B.A.RICE INDUSTRIES, YEDATHORE, T.NARASIPURA TALUK, MYSURU DISTRICT | [7 empty] | 1 | 250 | 250 | [10 empty] | DG | 1 | 82.5 | 82.5 | CONSUMER | DEI
20 | HTN-18 | B.S.SWASTIK MINERAL WATER, (SAFEWAY MINERAL WATER) AIRPORT ROAD, NO.361, BANDIPALYA, MYSURU | [7 empty] | 1 | 250 | 250 | [10 empty] | DG | 1 | 63 | 63 | CONSUMER | DEI
21 | HTN-19 | B.V.EKANATH RAI, NO:859, NEW NO:CH-18-20, N.S.ROAD, CHAMARAJA MOHALLA, MYSURU | [7 empty] | 1 | 250 | 250 | [8 empty] | 1 | [5 empty] | CONSUMER | DEI
22 | HTN-21 | SRI.H.S.SHIVANANDA, M/S NANDI INDUSTRIES, NO:45/A, KADAKOLA INDUSTRIAL AREA, MYSURU | [7 empty] | 1 | 250 | 250 | [14 empty] | CONSUMER | DEI
23 | HTN-22 | BANNARI AMMAN SUGARS WATER PUMPING STATION, ALAGANCHI VILLAGE, NANJANGUD TQ. | [7 empty] | 1 | 150 | 150 | [10 empty] | DG | 1 | 180 | 180 | CONSUMER | DEI
24 | HTN-23 | BEEGEE ASSOCIATES, NO:10,11,12,13 & 14, ASHOKA ROAD, LASHKAR MOHALLA, MYSURU | [7 empty] | 1 | 160 | 160 | [14 empty] | CONSUMER | DEI
25 | HTN-25 | BHAIRAVA COMPLEX, NO.1198/CH-6, 6/1, KRISHNAMURTHY PURAM, MYSURU | [7 empty] | 1 | 100 | 100 | [8 empty] | 1 | [5 empty] | CONSUMER | DEI
26 | HTN-26 | BHAVANA DISTRIBUTORS (P) Ltd., NO.16, NEAR TIPPU CIRCLE, MYSURU | [7 empty] | 1 | 100 | 100 | [10 empty] | DG | 1 | 25 | 25 | CONSUMER | DEI
27 | HTN-27 | BIBI AYESHA MILLI HOSPITAL, OLD BM ROAD, MYSURU | [7 empty] | 1 | 100 | 100 | [6 empty] | 1 |  |  |  | DG | 1 | 31 | 31 | CONSUMER | DEI
28 | HTN-28 | SRI.MANOJ.P.KOTHARI, (GALAXY CHOULTRY) SY NO:60/181,144/A,144/E & 144/F, MYSURU BANNUR ROAD, ALANAHALLI VILLAGE, MYSURU | [7 empty] | 1 | 315 | 315 | [14 empty] | CONSUMER | DEI
29 | HTN-29 | C.S.AMARNATH, LALITHA JEWELLERY MART, NO:75, 76/1, 304/1, 76/1A & L304/1A, ASHOKA ROAD, LASHKAR MOHALLA, MYSURU | [7 empty] | 1 | 100 | 100 | [8 empty] | 1 |  | DG | 1 | 35 | 35 | CONSUMER | DEI
30 | HTN-30 | SRI.A.S.SOMESH, SY NO:18,19,20,21,33,34,35,36,37 & 38, D BLOCK, J.C.NAGAR, MYSURU | [7 empty] | 1 | 250 | 250 | [14 empty] | CONSUMER | DEI
31 | HTN-31 | CENTURY GRANITES, NO.69 & 70, KIADB INDL. AREA, NANJANGUD | [7 empty] | 1 | 250 | 250 | [14 empty] | CONSUMER | DEI
32 | HTN-32 | THE AEE, ELE S/D, PWD, AT CHAMUNDI GUEST HOUSE, JLBROAD, MYSURU | [7 empty] | 1 | 100 | 100 | [10 empty] | DG | 1 | 30 | 30 | CONSUMER | DEI
33 | HTN-33 | CHIEF SUPERINTENDENT , CENTRAL PRISON, N.R.MOHALLA, MYSURU | [7 empty] | 1 | 100 | 100 | [10 empty] | DG | 1 | 40 | 40 | CONSUMER | DEI
34 | HTN-34 | CLASSIC GRANIMARMO, PLOT NO.46, KIADB INDL. AREA, NANJANGUD-571302 | [7 empty] | 1 | 250 | 250 | [14 empty] | CONSUMER | DEI
35 | HTN-35 | THE PLANT ,MANAGER IL & FS, ENVIRONMENTAL INFRASTRUCTURE & SERVICES LIMITED, MCC SOLID WASTE COMPOSTING PLANT, SEWAGE FARM, INDUSTRIAL SUBURB, MYSURU. | [7 empty] | 1 | 160 | 160 | [10 empty] | DG | 1 | 160 | 160 | CONSUMER | DEI
36 | HTN-36 | THE HONORARY SECRETARY, THE COSMOPOLITAN CLUB (REGD.) DR.S.RADHAKRISHNAN AVENUE, MYSURU 570 005. | [7 empty] | 1 | 100 | 100 | [14 empty] | CONSUMER | DEI
37 | HTN-37 | SRI.NANJUNDEGOWDA, M/S KANAKA RICE INDUSTRIES,NANJANGUD ROAD,T.N.PURA | [7 empty] | 1 | 300 | 300 | [10 empty] | DG | 1 | 82.5 | 82.5 | CONSUMER | DEI
38 | HTN-38 | CSI HOLDSWORTH MEMORIAL HOSPITAL, (CHILDREN'S HOSPITAL)P.B.NO.38, MANDI MOHALLA ROAD, MYSURU-1 | [7 empty] | 1 | 150 | 150 | [14 empty] | CONSUMER | DEI
39 | HTN-39 | SRI.MANOHARLAL JAIN, M/S MAHAVEER INDUSTRIES RICE MILL, CHOWHALLI VILLAGE,HEMMIGE TALAKADU ROAD, T.NARSIPURA TALUK, MYSURU DISTRICT | [7 empty] | 1 | 315 | 315 | [14 empty] | CONSUMER | DEI
40 | HTN-40 | THE AEE, ELE S/D PWD, DISTRICT & SESSIONS COURT, COURT COMPLEX, CHAMARAJPURAM, MYSURU.. | [7 empty] | 1 | 2*100 | 200 | [10 empty] | DG | 1 | 125 | 125 | CONSUMER | DEI
41 | HTN-41 | DURGA RMC HOLLOW BRICKS, SIDDALINGAPURA, RBI POST, MYSURU-BANGALORE ROAD, MYSURU | [7 empty] | 1 | 160 | 160 | [10 empty] | DG | 1 | 140 | 140 | CONSUMER | DEI
42 | [22 empty] | DG | 1 | 20 | 20 | CONSUMER | DEI
43 | HTN-42 | DY DEVELOPMENT OFFICER, KIADB, KALLAHALLI PUMP HOUSE, NANJANGUD | [7 empty] | 1 | 315 | 315 | [14 empty] | CONSUMER | DEI
44 | HTN-43 | ELKAYEM AUTO AXCILLARIES (PVT) Ltd., SY.NO.96/1, OPP:KPTCL, KADAKOLA, MYSURU | [7 empty] | 1 | 250 | 250 | [10 empty] | DG | 1 | 180 | 180 | CONSUMER | DEI
45 | HTN-44 | FATHIMA AGRO INDUSTRIES, RANGAHARHUNDI, BANNUR ROAD, T.N.PURA TQ. | [7 empty] | 1 | 250 | 250 | [10 empty] | DG | 1 | 82.5 | 82.5 | CONSUMER | DEI
46 | HTN-45 | FRIENDLY MOTORS(I) PVT. Ltd., NO:1126, 16TH CROSS, NEAR NIE COLLEGE, VIDYARANYAPURAM, MYSURU. | [7 empty] | 1 | 160 | 160 | [10 empty] | DG | 1 | 200 | 200 | CONSUMER | DEI
47 | HTN-46 | FRIENDLY MOTORS(I) PVT. Ltd., NO. 922/1,CA-6/1, LAXMIPURAM, NEW KANTHRAJ URS ROAD, CHAMARAJ MOHALLA, MYSURU | [7 empty] | 1 | 250 | 250 | [8 empty] | 1 |  | DG | 1 | 250 | 250 | CONSUMER | DEI
48 | HTN-47 | PASHUPATHI GRANITES (G.V.K.GRANITES) PLOT NO.14-B, PART-II OF 14-C, THANDYA INDUSTRIAL AREA, NANJANGUD | [7 empty] | 1 | 250 | 250 | [14 empty] | CONSUMER | DEI
49 | HTN-49 | DR.K.V.LAKSHMIDEVI, NO:1120/F-58B,1ST MAIN ROAD, VIDYARANYAPURAM, MYSURU | [7 empty] | 1 | 250 | 250 | [8 empty] | 1 |  | DG | 1 | 125 | 125 | CONSUMER | DEI
50 | HTN-50 | GOKUL EXPORTS LIMITED, NO:2/A-1, BANNIMANTAP EXTENSION, INDUSTRIAL AREA, MYSURU. | [7 empty] | 1 | 250 | 250 | [10 empty] | DG | 1 | 320 | 320 | CONSUMER | DEI
51 | HTN-51 | THE MEDICAL SUPERINTENDENT, GOVERNMENT HOSPITAL, NANJANGUD, MYSURU DISTRICT. | [7 empty] | 1 | 100 | 100 | [10 empty] | DG | 1 | 50 | 50 | CONSUMER | DEI
52 | HTN-52 | THE MEDICAL SUPERINTENDENT, GOVERNMENT HOSPITAL, T.N.PURA, MYSURU DISTRICT. | [7 empty] | 1 | 250 | 250 | [6 empty] | 1 |  |  |  | DG | 1 | 50 | 50 | CONSUMER | DEI
53 | HTN-53 | H.M.JAGADEESH, JAGADEESH ENTERPRISES, OPP:RMC YARD, T.N.PURA | [7 empty] | 1 | 300 | 300 | [14 empty] | CONSUMER | DEI
54 | HTN-54 | HONORARY SECRETARY, MARIMALLAPPA'S EDUCATION TRUST, SEETHAVILAS ROAD, MYSURU. | [7 empty] | 1 | 100 | 100 | [14 empty] | CONSUMER | DEI
55 | HTN-55 | HOTEL ABHISHEK, NO.2930A BANGALORE-NILAGIRI ROAD, MYSURU | [7 empty] | 1 | 250 | 250 | [8 empty] | 1 |  | DG | 1 | 40 | 40 | CONSUMER | DEI
56 | HTN-56 | HOTEL BOMBAY TIFFANYS(DELUX LODGE), SAYYAJI RAO ROAD CROSS, MYSURU | [7 empty] | 1 | 160 | 160 | [8 empty] | 1 |  | DG | 1 | 40 | 40 | CONSUMER | DEI
57 | HTN-57 | HOTEL GALLERY VIEW, OPP. JAGANMOHAN PALACE, DESIKA ROAD, MYSURU | [7 empty] | 1 | 100 | 100 | [8 empty] | 1 |  | DG | 1 | 40 | 40 | CONSUMER | DEI
58 | HTN-58 | THE MANAGER, (HOTEL HIGHWAY)NALPAD RESIDENCY, NEAR BANNIMANTAP, MYSURU | [7 empty] | 1 | 160 | 160 | [8 empty] | 2 | [5 empty] | CONSUMER | DEI
59 | HTN-59 | HOTEL MAHARAJA, MAHARAJA SHOPPING COMPLEX, B.N.ROAD, MYSURU | [7 empty] | 1 | 200 | 200 | [8 empty] | 1 |  | DG | 1 | 125 | 125 | CONSUMER | DEI
60 | HTN-60 | HOTEL MAHARAJA, NO.365, J.L.B.ROAD, MYSURU | [7 empty] | 1 | 100 | 100 | [10 empty] | DG | 1 | 62.5 | 62.5 | CONSUMER | DEI
61 | HTN-61 | HOTEL MARUTHI PALACE, B.N.ROAD, MYSURU | [7 empty] | 1 | 100 | 100 | [14 empty] | CONSUMER | DEI
62 | HTN-62 | THE MANAGER, JUNGLE LODGES & RESORTS LIMITED, HOTEL METROPOLE, JLB ROAD, MYSURU | [7 empty] | 1 | 250 | 250 | [10 empty] | DG | 1 | 180 | 180 | CONSUMER | DEI
63 | HTN-63 | IMPEX GRANITE Ltd., PLOT NO.1, PART-1, THANDYA INDL. AREA, NANJANGUD TALUK | [7 empty] | 1 | 250 | 250 | [14 empty] | CONSUMER | DEI
64 | HTN-64 | THE ASSISTANT EXECUTIVE ENGINEER, MINOR IRRIGATION DEPARTMENT,MYSURU @ MEDANI VILLAGE, T.NARSIPURA | [7 empty] | 1 | 250 | 250 | [14 empty] | CONSUMER | DEI
65 | HTN-65 | INDUS GRANITES, THANDYA INDUSTRIAL AREA, THANDAVAPURA, NANJANGUD | [7 empty] | 1 | 315 | 315 | [14 empty] | CONSUMER | DEI
66 | HTN-66 | JAI AMBE GRANITES, PLOT NO.3, PARK 4, THANDYA INDL AREA, NANJANGUD, MYSURU DT. | [7 empty] | 1 | 250 | 250 | [14 empty] | CONSUMER | DEI
67 | HTN-67 | JAMALIA GRANITES, THANDAVAPURA INDUSTRIAL AREA, THANDAVAPURA, NANJANGUD | [7 empty] | 1 | 250 | 250 | [14 empty] | CONSUMER | DEI
68 | HTN-68 | JATIN GRANITES, PLOT NO.21, SY NO 169, KIADB INDL. AREA, NANJANGUD | [7 empty] | 1 | 250 | 250 | [14 empty] | CONSUMER | DEI
69 | HTN-69 | JAYACHAMARAJA WADIYAR GOLF CLUB, MAHARANA PRATAP SINGH ROAD, NAZARBAD, MYSURU | [7 empty] | 1 | 100 | 100 | [10 empty] | DG | 1 | 62.5 | 62.5 | CONSUMER | DEI
70 | [22 empty] | DG | 1 | 40 | 40 | CONSUMER | DEI
71 | HTN-70 | JSS AYURVEDIC HOSPITAL & COLLEGE CAMPUS, ALANAHALLI LAYOUT, NAZARBAD, MYSURU | [7 empty] | 1 | 250 | 250 | [8 empty] | 1 |  | DG | 1 | 160 | 160 | CONSUMER | DEI
72 | HTN-71 | JSS COLLEGE OF PHARMACY, S.S.NAGAR, BANNIMANTAP, B'LORE ROAD, MYSURU | [7 empty] | 1 | 250 | 250 | [8 empty] | 1 |  | DG | 1 | 82.5 | 82.5 | CONSUMER | DEI
73 | HTN-72 | JSS MAHAVIDYAPEETHA BUILDING, RAMANUJA ROAD, MYSURU | [7 empty] | 1 | 100 | 100 | [8 empty] | 1 |  | DG | 1 | 62.5 | 62.5 | CONSUMER | DEI
74 | HTN-73 | SRI BEERAN KOYA, M/S WHITE FORT, NO:30/1A, NEW SAYYAJI RAO ROAD, NEW BAMBOO BAZAR, MYSURU | [7 empty] | 1 | 250 | 250 | [10 empty] | DG | 1 | 125 | 125 | CONSUMER | DEI
75 | HTN-74 | JUNNIMAMA JIDDA, 3000/1, 3000/A, 2990-2991-3001, CHURCH ROAD, GOLANDAS STREET, MYSURU | [7 empty] | 1 | 160 | 160 | [8 empty] | 1 | [5 empty] | CONSUMER | DEI
76 | HTN-75 | LAKSHMI STONE INTERNATIONAL, NO.60B, KIADB INDL. AREA, NANJANGUD, MYSURU DISTRICT | [7 empty] | 1 | 315 | 315 | [14 empty] | CONSUMER | DEI
77 | HTN-76 | K.N.MALLIKARJUNA, NO.55/3, 55/3A, 55/3B, INDUSTRIAL SUBURB, VIDYARANYAPURAM, MYSURU | [7 empty] | 1 | 100 | 100 | [14 empty] | CONSUMER | DEI
78 | HTN-77 | KALAPATHARU HOTEL, HOTEL CRYSTAL PARK-INN, NO.28, NEW NO.2, THEOBALD ROAD,, NAZARBAD, MYSURU | [7 empty] | 1 | 250 | 250 | [8 empty] | 2 |  | DG | 1 | 250 | 250 | CONSUMER | DEI
79 | HTN-78 | SMT.S.RAJESHWARI, M/S RAVI CEMENT BRICKS INDUSTRIES, NO: 21, MANANDAVADI ROAD, INDUSTRIAL SUBURB, MYSURU. | [7 empty] | 1 | 100 | 100 | [10 empty] | DG | 1 | 35 | 35 | CONSUMER | DEI
80 | HTN-79 | KARNATAKA DIAGNOSTICS & RESEARCH SERVICES PVT. Ltd., L25/2A, IRWIN ROAD, MYSURU | [7 empty] | 1 | 160 | 160 | [6 empty] | 1 |  | 1 |  | DG | 1 | 250 | 250 | CONSUMER | DEI
81 | HTN-81 | KENZ KARNATAKA POLY INDUSTRIES, NO.89/A, BANNIMANTAP 'A' LAYOUT, MYSURU | [7 empty] | 1 | 250 | 250 | [10 empty] | DG | 1 | 160 | 160 | CONSUMER | DEI
82 | HTN-82 | KOTTAKAL ARYA VAIDYASHALA, NO.82-P3, KIADB INDL AREA, NANJANGUD | [7 empty] | 1 | 250 | 250 | [10 empty] | DG | 1 | 250 | 250 | CONSUMER | DEI
83 | HTN-83 | SRI SURESH KUMAR S/O DUDARAM, M/S BHARATHI GRANITES, PLOT NO: 60D, KIADB INDUSTRIAL AREA, NANJANGUD TALUK, MYSURU DISTRICT. | [7 empty] | 1 | 250 | 250 | [10 empty] | DG | 1 | 160 | 160 | CONSUMER | DEI
84 | HTN-84 | M/S S.R.INDUSTRIES, SURVEY NO: 57/1 & 57/2,KEELANAPURA VILLAGE, MYSURU. | [7 empty] | 1 | 315 | 315 | [14 empty] | CONSUMER | DEI
85 | HTN-85 | LOVELY STONES, (NEW NAME MAHALAKSHMI STONES) PLOT NO.14E-R-11, THANDYA INDUSTRIAL AREA, NANJANGUD TALUK | [7 empty] | 1 | 250 | 250 | [14 empty] | CONSUMER | DEI
86 | HTN-86 | M.K.POTHRAJ, NO.124-E & 124-F, D.D.URS ROAD, DEVRAJ MOHALLA, MYSURU | [7 empty] | 1 | 160 | 160 | [8 empty] | 1 | [5 empty] | CONSUMER | DEI
87 | HTN-87 | M.M GRANITES, NO.60-C, NANJANGUD INDL. AREA, NANJANGUD | [7 empty] | 1 | 160 | 160 | [14 empty] | CONSUMER | DEI
88 | HTN-88 | SMT.REKHA.C.R., M/S MAYUR POLYPLAST, NO:15, 3208/5M-3, INDUSTRIAL AREA, C.V.ROAD, BANNIMANTAP, MYSURU | [7 empty] | 1 | 250 | 250 | [14 empty] | CONSUMER | DEI
89 | HTN-89 | M.RAJENDRA, RAJENDRA KALAMANDIRA, RAMANUJA ROAD, MYSURU. | [7 empty] | 1 | 250 | 250 | [8 empty] | 1 |  | DG | 1 | 200 | 200 | CONSUMER | DEI
90 | HTN-90 | MKS HOTEL PRIVATE LIMITED, MAMBALLI.K.PAPEGOWDA S/O KARIGOWDA, NO:138, K-60,138/1K-60/1,139 K-59,139/1,K-59/1,140/1 K-58-1, RAMAVILAS ROAD, K.R.MOHALLA, MYSURU | [7 empty] | 1 | 250 | 250 | [8 empty] | 2 |  | DG | 1 | 160 | 160 | CONSUMER | DEI
91 | HTN-91 | M/s SHETTY MANSION, NO.34/2,3,4, RAMA VILAS ROAD, MYSURU | [7 empty] | 1 | 100 | 100 | [8 empty] | 1 | [5 empty] | CONSUMER | DEI
92 | HTN-92 | M/s SUSHRUTHA EYE HOSPITAL, NO.313,DEWANS ROAD, BESIDES MARIMALLAPPAS COLLEGE, MYSURU | [7 empty] | 1 | 100 | 100 | [8 empty] | 1 |  | DG | 1 | 10 | 10 | CONSUMER | DEI
93 | [22 empty] | DG | 1 | 40 | 40 | CONSUMER | DEI
94 | HTN-93 | MAA DEVSAR GRANITES, PLOT NO.4, THANDYA INDL. AREA, NANJANGUD TALUK | [7 empty] | 1 | 250 | 250 | [14 empty] | CONSUMER | DEI
95 | HTN-94 | SRI.MANOJ SHENOY, M/S SHUKRA PACKAGING PRIVATE LIMITED, NO: 19/2, 2ND STAGE, INDUSTRIAL SUBURB, MYSURU. | [7 empty] | 1 | 160 | 160 | [14 empty] | CONSUMER | DEI
96 | HTN-95 | MANAGING PARTNER, MYSURU MILLERS, NO:32-H, INDUSTRIAL SUBURB, II STAGE, MYSURU SOUTH. | [7 empty] | 1 | 250 | 250 | [14 empty] | CONSUMER | DEI
97 | HTN-96 | MANGALORE GANESH BEEDI WORKS, NO.1, LASHKAR MOHALLA, MYSURU | [7 empty] | 1 | 100 | 100 | [14 empty] | CONSUMER | DEI
98 | HTN-97 | MANJUNATHA INDUSTRIES, SRI RAMAPURA EXTENSION, T.N.PURA, MYSURU | [7 empty] | 1 | 250 | 250 | [10 empty] | DG | 1 | 125 | 125 | CONSUMER | DEI
99 | [22 empty] | DG | 1 | 62.5 | 62.5 | CONSUMER | DEI
100 | HTN-98 | MAYABANDAR DOORS PVT.LTD., NO.92/3, 96, 97, BANNUR ROAD, BHUGATHAGALLY, MYSURU TQ. | [7 empty] | 1 | 250 | 250 | [14 empty] | CONSUMER | DEI
101 | HTN-99 | MECHTRONICS, UNIT-III, THANDYA INL. AREA, NANJANGUD | [7 empty] | 1 | 250 | 250 | [10 empty] | DG | 1 | 82.5 | 82.5 | CONSUMER | DEI
102 | HTN-100 | THE REGIONAL TRANSPORT OFFICER (RTO EAST), CADT-1, DEVANURU 3RD STAGE, MYSURU. | [7 empty] | 1 | 160 | 160 | [8 empty] | 1 |  | DG | 1 | 125 | 125 | CONSUMER | DEI
103 | HTN-101 | MEENAKSHI STONES,SY.NO:123, PLOT NO:3-P-II, THANDYA INDUSTRIAL AREA, CHIKKAIAHANACHATRA HOBLI, NANJANGUD TALUK, MYSURU DISTRICT. | [7 empty] | 1 | 250 | 250 | [14 empty] | CONSUMER | DEI
104 | HTN-102 | MR.M.C.THEERTHAPPA,SRI SIDHI VINAYAKA TRADING COMPANY, PLOT NO: 80-81, INDUSTRIAL AREA,NANJANGUD, MYSURU DISTRICT | [7 empty] | 1 | 250 | 250 | [14 empty] | CONSUMER | DEI
105 | HTN-103 | MITTAL STONES, 14/P-III, THANDYA INDL. AREA, NANJANGUD | [7 empty] | 1 | 300 | 300 | [14 empty] | CONSUMER | DEI
106 | HTN-104 | MUFFADDAL TIMBER & ALLIED PRODUCTS PVT. Ltd., 101, BHUGATHAGALLI, BANNUR ROAD, MYSURU | [7 empty] | 1 | 250 | 250 | [10 empty] | DG | 1 | 125 | 125 | CONSUMER | DEI
107 | HTN-105 | MUSLIMS BOYS ORPHANAGE, NEW SAYYAJI RAO ROAD, MYSURU | [7 empty] | 1 | 100 | 100 | [14 empty] | CONSUMER | DEI
108 | HTN-106 | MUSLIMS GIRLS ORPHANAGE, 15TH WEST CROSS, ASHOKA ROAD, MYSURU | [7 empty] | 1 | 100 | 100 | [10 empty] | DG | 1 | 30 | 30 | CONSUMER | DEI
109 | HTN-107 | MYSURU CITY CORPORATION, SAYYAJI RAO RAOD, MYSURU. | [7 empty] | 1 | 250 | 250 | [10 empty] | DG | 1 | 40 | 40 | CONSUMER | DEI
110 | [22 empty] | DG | 1 | 50 | 50 | CONSUMER | DEI
111 | HTN-108 | M/S PRASADINI ENTERPRISES(P) LTD, HOTEL AIRLINES, NO.1064/16, JAYALAKSHMI VILAS ROAD, CHAMARAJPURAM, MYSURU | [7 empty] | 1 | 160 | 160 | [8 empty] | 1 |  | DG | 1 | 62.5 | 62.5 | CONSUMER | DEI
112 | HTN-109 | MYSURU HOTEL COMPLEX, BANGALORE NILAGIRIS ROAD, MYSURU | [7 empty] | 1 | 250 | 250 | [8 empty] | 1 | [5 empty] | CONSUMER | DEI
113 | HTN-110 | MYSURU PAINTS & VARNISH Ltd., BANNIMANTAP EXTENSION, MYSURU | [7 empty] | 1 | 250 | 250 | [10 empty] | DG | 1 | 75 | 75 | CONSUMER | DEI
114 | HTN-112 | THE EXECUTIVE ENGINEER, MYSURU UNIVERSITY ENGINEERING DIVISION, AT CRAWFORD HALL PREMISES, MYSURU | [7 empty] | 1 | 250 | 250 | [14 empty] | CONSUMER | DEI
115 | HTN-113 | N.D.NAGARAJ URS, NO:578/1, D.SUBBAIAH ROAD, K.R.MOHALLA, MYSURU. | [7 empty] | 1 | 250 | 250 | [14 empty] | CONSUMER | DEI
116 | HTN-114 | N.RANGA RAO & SONS, M.G.ROAD, MYSURU | [7 empty] | 1 | 160 | 160 | [8 empty] | 2 |  | DG | 1 | 100 | 100 | CONSUMER | DEI
117 | [22 empty] | DG | 1 | 62.5 | 62.5 | CONSUMER | DEI
118 | HTN-115 | N.RANGA RAO & SONS, NO.108/3, NANJANGUD ROAD, MYSURU | [7 empty] | 1 | 250 | 250 | [10 empty] | DG | 1 | 125 | 125 | CONSUMER | DEI
119 | [22 empty] | DG | 1 | 125 | 125 | CONSUMER | DEI
120 | HTN-116 | N.RANGA RAO & SONS, NO.18, 3RD STAGE, VISWESWARANAGAR INDL. SUBURB, MYSURU SOUTH, MYSURU | [7 empty] | 1 | 250 | 250 | [8 empty] | 1 |  | DG | 1 | 125 | 125 | CONSUMER | DEI
121 | HTN-117 | N.SETHURAMAN, VASAN EYE CARE HOSPITAL, NO:966/2, CH-3/2, JLB ROAD, LAKSHMIPURAM, MYSURU. | [7 empty] | 1 | 160 | 160 | [8 empty] | 1 |  | DG | 1 | 82.5 | 82.5 | CONSUMER | DEI
122 | HTN-118 | SRI.M.MAHADEV, NO:2203/58, NEW NO:D-33,SAYYAJI RAO ROAD, NEW BAMBOO BAZAR, MYSURU | [7 empty] | 1 | 200 | 200 | [14 empty] | CONSUMER | DEI
123 | HTN-119 | SRI.A.GANGADHARA, KRN COMPLEX, NO: 1396 & 1421, SATHAGALLI LAYOUT, 1ST STAGE, NAZARBAD MOHALLA, MYSURU. | [7 empty] | 1 | 160 | 160 | [14 empty] | CONSUMER | DEI
124 | HTN-120 | NAZARBAD MEDICAL SERVICES (p) Ltd., NO.670/B8-1A/N-28-1A, T.N.PURA ROAD, NAZARBAD, MYSURU | [7 empty] | 1 | 250 | 250 | [6 empty] | 1 |  | 2 |  | DG | 1 | 200 | 200 | CONSUMER | DEI
125 | [22 empty] | DG | 1 | 100 | 100 | CONSUMER | DEI
126 | HTN-121 | SMT.R.JAYALAKSHMI, NO: 16, BANNIMANTAP ‘B’ LAYOUT, MANDI MOHALLA, MYSURU. | [7 empty] | 1 | 160 | 160 | [14 empty] | CONSUMER | DEI
127 | HTN-122 | NIE FOUNDATIONS, DIAMOND JUBLIEE SPORTS COMPLEX, MANANDWADI ROAD, MYSURU | [7 empty] | 1 | 250 | 250 | [10 empty] | DG | 1 | 125 | 125 | CONSUMER | DEI
128 | HTN-123 | NIFTY GRANITES, PLOT NO.8, PARK-5, KIADB INDL AREA, NANJANGUD | [7 empty] | 1 | 250 | 250 | [14 empty] | CONSUMER | DEI
129 | HTN-124 | NIKHIL SUHAS, NO:3516, M-31, 3516/1, M-31/1, 1ST MAIN ROAD, TILAK NAGAR, MANDI MOHALLA, MYSURU | [7 empty] | 1 | 100 | 100 | [8 empty] | 1 |  | DG | 1 | 125 | 125 | CONSUMER | DEI
130 | HTN-125 | NITHYANANDA KALYANA MANTAPA, NO.55/B, VISHWESWARANAGAR, MYSURU | [7 empty] | 1 | 100 | 100 | [10 empty] | DG | 1 | 62.5 | 62.5 | CONSUMER | DEI
131 | HTN-126 | P.N.VISHWANATH SHETTY, NO.L-351 (NEW NO.451) OPP. CLOCK TOWER, ASHOKA ROAD, MYSURU | [7 empty] | 1 | 100 | 100 | [14 empty] | CONSUMER | DEI
132 | HTN-127 | SRI.H.M.NAGESH M/S VEERABHADRESHWARA RICE MILL, GOVERNMENT HOSPITAL ROAD, T.NARASIPURA, MYSURU DISTRICT. | [7 empty] | 1 | 315 | 315 | [10 empty] | DG | 1 | 82.5 | 82.5 | CONSUMER | DEI
133 | HTN-128 | SRI C.R.SUNDEEP, M/S MANNAR SILKS, #1664, DEVARAJA MOHALLA, MYSURU. | [7 empty] | 1 | 250 | 250 | [10 empty] | DG | 1 | 62.5 | 62.5 | CONSUMER | DEI
134 | HTN-129 | SMT. LEKHA W/O H.S.MAHADEVA SWAMY, M/S LAKSHMI STONE CRUSHER, #141/1 & 141/2, KUGALUR VILLAGE, NANJANGUD TALUK, MYSURU DISTRICT. | [7 empty] | 1 | 315 | 315 | [10 empty] | DG | 1 | 320 | 320 | CONSUMER | DEI
135 | HTN-130 | SRI.K.CHANDRA BABU, RAILWAY STATION CIRCLE, JLB ROAD, MYSURU. | [7 empty] | 1 | 315 | 315 | [10 empty] | DG | 1 | 125 | 125 | CONSUMER | DEI
136 | HTN-131 | MOONSTAR RICE MILLS, N:2, CV ROAD, BANBNIMANTAP EXTENSION, MYSURU | [7 empty] | 1 | 250 | 250 | [14 empty] | CONSUMER | DEI
137 | HTN-132 | PRESTIGE GRANITES, PLOT NO.2, PART-1, THANDYA INDL. AREA, NANJANGUD TALUK | [7 empty] | 1 | 250 | 250 | [14 empty] | CONSUMER | DEI
138 | HTN-133 | R.K.INDUSTRIES, RANGACHARHUNDI, BANNUR HOBLI, T.N.PURA TQ. | [7 empty] | 1 | 160 | 160 | [10 empty] | DG | 1 | 82.5 | 82.5 | CONSUMER | DEI
139 | HTN-134 | R.K.S GRANITES, PLOT NO.14-P, THANDYA INDUSTRIAL AREA, NANJANGUD | [7 empty] | 1 | 250 | 250 | [14 empty] | CONSUMER | DEI
140 | HTN-135 | VINAYAKA FLOUR MILLS, KHATHA NO:247, BYATHAHALLI VILLAGE, JAYAPURA HOBLI, MYSURU TALUK, MYSURU DISTRICT | [7 empty] | 1 | 315 | 315 | [14 empty] | CONSUMER | DEI
141 | HTN-136 | RAINBOW POLYMERS, NO.100, BANNIMANTAP 'A' LAYOUT, INDUSTRIAL AREA, MYSURU | [7 empty] | 1 | 160 | 160 | [14 empty] | CONSUMER | DEI
142 | HTN-137 | RAJALAKSHMI RICE MILL, KODAGALLI VILLAGE, BANNUR HOBLI, T.N.PURA TALUK, MYSURU DISTRICT. | [7 empty] | 1 | 250 | 250 | [10 empty] | DG | 1 | 82.5 | 82.5 | CONSUMER | DEI
143 | [22 empty] | DG | 1 | 82.5 | 82.5 | CONSUMER | DEI
144 | HTN-138 | THE SECRETARY, JNANAVAHINI SHIKSHANA SAMSTHE, SY.NO. 64/3,4,5,6, CHIKKALLI VILLAGE, VARUNA HOBLI, MYSURU. | [7 empty] | 1 | 250 | 250 | [14 empty] | CONSUMER | DEI
145 | HTN-139 | THE DIRECTOR, M/S PATHANGE HOTELS PVT. LTD., #127, PATHANGE TOWERS, SHIVARAMPET, MYSURU. | [7 empty] | 1 | 250 | 250 | [14 empty] | CONSUMER | DEI
146 | HTN-140 | RIDDHI SIDDHI GRANITES, NO.60/A, NANJANGUD INDL. AREA, MYSURU DISTRICT | [7 empty] | 1 | 250 | 250 | [14 empty] | CONSUMER | DEI
147 | HTN-141 | RIFAHUL MUSLIMEEN EDUCATIONAL TRUST, UMAR KHYUM ROAD, UDAYAGIRI, MYSURU | [7 empty] | 1 | 250 | 250 | [14 empty] | CONSUMER | DEI
148 | HTN-142 | ROOTS CORPORATION, HOTEL GINGER, NO.675, VASANT MAHALL ROAD, NAZARBAD MOHALLA, MYSURU | [7 empty] | 1 | 315 | 315 | [8 empty] | 1 |  | DG | 1 | 200 | 200 | CONSUMER | DEI
149 | [22 empty] | DG | 1 | 100 | 100 | CONSUMER | DEI
150 | HTN-143 | SRI. S.M.SHIVAPRAKASH, SY.NO. 111, BANDIPALYA VILLAGE, MYSURU. | [7 empty] | 1 | 250 | 250 | [14 empty] | CONSUMER | DEI
151 | HTN-145 | SAINT JOSEPHS HOSPITAL, BN ROAD, BANNIMANTAP, MYSURU | [7 empty] | 1 | 250 | 250 | [10 empty] | DG | 1 | 250 | 250 | CONSUMER | DEI
152 | HTN-146 | SAPNA BOOK HOUSE, NARAYANA SHASTRI ROAD, MYSURU | [7 empty] | 1 | 200 | 200 | [8 empty] | 1 |  | DG | 1 | 160 | 160 | CONSUMER | DEI
153 | HTN-147 | SHARADA CYCLE MART, NEAR CLOCK TOWER, MYSURU | [7 empty] | 1 | 250 | 250 | [8 empty] | 1 | [5 empty] | CONSUMER | DEI
154 | HTN-148 | SHARADA VILAS EDUCATIONAL INSTITUTIONS(REGD), K.M.PURAM, MYSURU | [7 empty] | 1 | 250 | 250 | [10 empty] | DG | 1 | 62.5 | 62.5 | CONSUMER | DEI
155 | HTN-149 | SHEKAVATI GRANITES, 248/142, THANDYA INDL. AREA, NANJANGUD TALUK | [7 empty] | 1 | 250 | 250 | [14 empty] | CONSUMER | DEI
156 | HTN-150 | SHREE SRINIVASA INDUSTRIES, NO.3842, ANEGUNDHI ROAD, TILAKNAGAR, MYSURU-15 | [7 empty] | 1 | 160 | 160 | [10 empty] | DG | 1 | 110 | 110 | CONSUMER | DEI
157 | HTN-151 | SHRI SHYAM GRANITES, PLOT NO.13P, THANDYA INDUSTRIAL AREA, NANJANGUD | [7 empty] | 1 | 250 | 250 | [14 empty] | CONSUMER | DEI
158 | HTN-152 | SIDDARTHA RESORTS & FOODS PVT. Ltd., OLIVE GARDEN, NO.295, RANA PRATAP SINGH ROAD, MYSURU | [7 empty] | 1 | 250 | 250 | [10 empty] | DG | 1 | 250 | 250 | CONSUMER | DEI
159 | HTN-153 | SILVER TOWER, NO.9/2, NEW NO. L-350, OPP. CLOCK TOWER, ASHOKA ROAD, MYSURU | [7 empty] | 1 | 160 | 160 | [8 empty] | 1 | [5 empty] | CONSUMER | DEI
160 | HTN-154 | SRI RAMAKANTH PANSARI S/O LATE. MADANLAL PANSARI, M/S SRI RAM GRANITES,KALIHUNDI VILLAGE, KASABA HOBLI, NANJANGUD. | [7 empty] | 1 | 250 | 250 | [14 empty] | CONSUMER | DEI
161 | HTN-155 | SMT.S.THUNGA BAI, SRI HARI COMPLEX, NO.363, SEETAVILAS ROAD, MYSURU | [7 empty] | 1 | 100 | 100 | [14 empty] | CONSUMER | DEI
162 | HTN-156 | SOUTH INDIA PAPER MILLS Ltd., PUMP HOUSE, CHIKKAYANA CHATRA, THANDAVAPURA, NANJANGUD | [7 empty] | 1 | 200 | 200 | [14 empty] | CONSUMER | DEI
163 | HTN-157 | S.M.B. ENTERPRISES, NO:50, MARASE VILLAGE, KASABA HOBLI, MYSURU TALUK & DISTRICT. | [7 empty] | 1 | 250 | 250 | [14 empty] | CONSUMER | DEI
164 | HTN-158 | SOUTHERN CO-GEN SYSTEMS (P) Ltd, PLOT NO.5(PART-2), THANDYA INDL. AREA, NANJANGUD TALUK | [7 empty] | 1 | 100 | 100 | [10 empty] | DG | 1 | 200 | 200 | CONSUMER | DEI
165 | HTN-159 | SREE MAHADESHWARA RICE MILLS, GOVERNMENT HOSPITAL ROAD, T.N.PURA, MYSURU DISTRICT. | [7 empty] | 1 | 300 | 300 | [10 empty] | DG | 1 | 82.5 | 82.5 | CONSUMER | DEI
166 | HTN-160 | SREE MAHADESWARA NURSING HOME, NO.7, BUDDHA MARGA, SIDDARTHA LAYOUT, MYSURU | [18 empty] | 1 | [5 empty] | CONSUMER | DEI
167 | HTN-161 | SRI GANAPATHI SACHIDANANDA ASHRAMA, ARKA GANAPATHI COMPLEX, OOTY ROAD, MYSURU | [7 empty] | 1 | 250 | 250 | [8 empty] | 1 |  | DG | 1 | 40 | 40 | CONSUMER | DEI
168 | HTN-162 | SREE NATARAJA PRATHISTANA, NO:140, SREE HOSAMUTT, SHANKARMUTT ROAD, MYSURU | [7 empty] | 1 | 250 | 250 | [14 empty] | CONSUMER | DEI
169 | HTN-163 | SRI GURU RESIDENCY | [7 empty] | 1 | 160 | 160 | [8 empty] | 3 |  | DG | 1 | 125 | 125 | CONSUMER | DEI
170 | HTN-164 | SRI HARI IYENGAR PLAZA, LAKSHMI VILAS ROAD, NEAR JAGMOHAN PALACE, MYSURU | [7 empty] | 1 | 250 | 250 | [8 empty] | 1 |  | DG | 1 | 62.5 | 62.5 | CONSUMER | DEI
171 | HTN-166 | SRI KRISHNA GRANITES, 326/3, THANDYA INDL. AREA, NANJANGUD TALUK | [7 empty] | 1 | 160 | 160 | [14 empty] | CONSUMER | DEI
172 | HTN-167 | SRI MORARJI DESAI RESIDENTIAL SCHOOL, VARAKOD VILLAGE, T.N.PURA MAIN ROAD, MYSURU DISTRICT. | [7 empty] | 1 | 100 | 100 | [14 empty] | CONSUMER | DEI
173 | HTN-168 | SRI RAMAKRISHNA SOAP NUTS, 213 & 214, BANNIMANTAP EXTENSION, MYSURU | [7 empty] | 1 | 250 | 250 | [10 empty] | DG | 1 | 63 | 63 | CONSUMER | DEI
174 | HTN-169 | SRI.BADRINARAYAN PRASAD, HOTEL KAVERI PALACE, NO.3149, DAWOOD KHAN STREET, FIVE LIGHT CIRCLE, MYSURU | [7 empty] | 1 | 160 | 160 | [8 empty] | 1 |  | DG | 1 | 30 | 30 | CONSUMER | DEI
175 | HTN-170 | SRI.MUNEER AHMED, N.S.FUNCTION HALL, NO.4644, NEW NO.20, SHIVAJI MAIN ROAD, N.R.MOHALLA, MYSURU | [7 empty] | 1 | 160 | 160 | [10 empty] | DG | 1 | 62.5 | 62.5 | CONSUMER | DEI
176 | HTN-171 | SRI.DHARMASTALA MANJUNATHESWARA EDUCATION SOCIETY, SY.NO.1 & 4, KURUBARAHALLI, CHAMUNDI HILL ROAD, MYSURU | [7 empty] | 1 | 200 | 200 | [10 empty] | DG | 1 | 160 | 160 | CONSUMER | DEI
177 | [22 empty] | DG | 1 | 82.5 | 82.5 | CONSUMER | DEI
178 | HTN-174 | SRI.K.V.RAVINDRA (MALABAR GOLD) NO:2927, NEW NO:L-16 & 16/A, OLD BM ROAD, LASHKAR MOHALLA, MYSURU. | [7 empty] | 1 | 200 | 200 | [8 empty] | 1 | [5 empty] | CONSUMER | DEI
179 | HTN-175 | SRI.M.NATARAJAN, YASHODA NATARAJAN KALYANA MANTAPA, NO:32, 2ND STAGE, INDUSTRIAL SUBURB, MYSURU | [7 empty] | 1 | 160 | 160 | [10 empty] | DG | 1 | 60 | 60 | CONSUMER | DEI
180 | HTN-176 | SRI.MOHAMMED RASHEED AHMED, GREEN COMPLEX, NO.334/4,5,6, NEW NO.114/3,4,5 & 358, 358/1, K.T.STREET, MYSURU | [7 empty] | 1 | 160 | 160 | [14 empty] | CONSUMER | DEI
181 | HTN-177 | SRI.P.DINESH REDDY, PDR ATRIUM, NO.1028/2, 1028/3 & 1023/A, JAYALAKSHMI VILAS ROAD, CHAMARAJAPURAM, MYSURU | [7 empty] | 1 | 250 | 250 | [8 empty] | 1 | [5 empty] | CONSUMER | DEI
182 | HTN-178 | SRI.P.PRADYUMNA KUMAR & SRI ANANTHA SHETTY, NO:371/1, PRETIGE SHOPPING ARCADE, RAMASWAMY CIRCLE, CHAMARAJA DOUBLE ROAD, MYSURU. | [7 empty] | 1 | 100 | 100 | [14 empty] | CONSUMER | DEI
183 | HTN-179 | SRIHARI ASSOCIATES, NO:1274/1A, D1, ALAMMA CHOULTRY COMPOUND, SDEWANS ROAD, MYSURU. | [7 empty] | 1 | 250 | 250 | [8 empty] | 1 | [5 empty] | CONSUMER | DEI
184 | HTN-180 | DR.R.SRIDHAR, VAATSALYA HOSPITAL, SITA RANGA HEALTH CARE COMPLEX, NO:1659, N.S.ROAD, LAKSHMIPURAM, MYSURU. | [7 empty] | 1 | 100 | 100 | [10 empty] | DG | 1 | 125 | 125 | CONSUMER | DEI
185 | HTN-181 | SUDHAKAR RICE INDUSTRIES, GARGESHWARI, T.N.PURA TALUK, MYSURU DISTRICT. | [7 empty] | 1 | 300 | 300 | [10 empty] | DG | 1 | 82.5 | 82.5 | CONSUMER | DEI
186 | HTN-182 | SUMANGALI SILKS, 795/6, NEW NO.L-11,12,12/1, OLD BANK ROAD, LASHKAR MOHALLA, GANDHI SQUARE, MYSURU | [7 empty] | 1 | 250 | 250 | [8 empty] | 2 |  | DG | 1 | 125 | 125 | CONSUMER | DEI
187 | HTN-183 | SRI RAJSHREE INDUSTRIES, PLOT NO:2, PHASE-2, THANDYA INDUSTRIAL AREA, NANJANGUD TALUK, MYSURU DISTRICT. | [7 empty] | 1 | 250 | 250 | [14 empty] | CONSUMER | DEI
188 | HTN-184 | SUPREME PHARMACEUTICALS MYSURU(P) Ltd., NO.73, 74 & 48P, KIADB INDL. AREA, NANJANGUD | [7 empty] | 1 | 315 | 315 | [10 empty] | DG | 1 | 250 | 250 | CONSUMER | DEI
189 | HTN-185 | SYNDICATE UDYOG, NO:51, BANNIMANTAP 'A' INDUSTRIAL AREA, MYSURU. | [7 empty] | 1 | 160 | 160 | [14 empty] | CONSUMER | DEI
190 | HTN-186 | TALAKADU JALADHAMA RESORTS, HEMMIGE VILLAGE, MUDUKUTHORE, T.N.PURA TALUK | [7 empty] | 1 | 100 | 100 | [14 empty] | CONSUMER | DEI
191 | HTN-187 | TATA TELESERVICES Ltd., NEAR FIVE LIGHT CIRCLE, B.N.ROAD, MYSURU | [7 empty] | 1 | 200 | 200 | [10 empty] | DG | 1 | 160 | 160 | CONSUMER | DEI
192 | [22 empty] | DG | 1 | 160 | 160 | CONSUMER | DEI
193 | HTN-188 | TECH PRINTS, NO.1057, VISHNUVARDHAN ROAD, CHAMARAPURAM, MYSURU | [7 empty] | 1 | 100 | 100 | [8 empty] | 1 |  | DG | 1 | 82.5 | 82.5 | CONSUMER | DEI
194 | HTN-189 | TECHTONICS, SY.NO.286-287, BANCHALLIHUNDI, CHIKKAYANA CHATRA HOBLI, THANDAVAPURA, NANJANGUD | [7 empty] | 1 | 300 | 300 | [10 empty] | DG | 1 | 125 | 125 | CONSUMER | DEI
195 | HTN-190 | THE AGM, KARNATAKA SOAPS AND DETERGANTS Ltd., SANDALWOOD OIL DIVISION, INDUSTRIAL SUBURB, MYSURU | [7 empty] | 1 | 250 | 250 | [10 empty] | DG | 1 | 55 | 55 | CONSUMER | DEI
196 | [22 empty] | DG | 1 | 63 | 63 | CONSUMER | DEI
197 | HTN-191 | JAVID, NO:99, BANNIMANTAP 'A' INDUSTRIAL LAYOUT, MYSURU 570 015. | [7 empty] | 1 | 250 | 250 | [14 empty] | CONSUMER | DEI
198 | HTN-192 | THE CEO, MYSURU ZILLA PANCHAYAT, KRISHNARAJA BOULEWARD ROAD, MYSURU | [7 empty] | 1 | 100 | 100 | [8 empty] | 1 |  | DG | 1 | 62.5 | 62.5 | CONSUMER | DEI
199 | HTN-193 | THE CHIEF OFFICER TOWN MUNICIPALITY, GUNDLAPET @ WATER PUMPING STATION, DEBUR | [7 empty] | 1 | 315 | 315 | [14 empty] | CONSUMER | DEI
200 | HTN-195 | THE CHIEF OFFICER TOWN MUNICIPALITY, NANJANGUD@ WATER PUMPING STATION, DEBUR | [7 empty] | 1 | 160 | 160 | [10 empty] | DG | 1 | 250 | 250 | CONSUMER | DEI
201 | HTN-196 | THE CHIEF OFFICER, SRI MORARJI DESAI RESIDENTIAL SCHOOL, HOSAKOTE VILLAGE, NANJANGUD TQ., MYSURU DT. | [7 empty] | 1 | 100 | 100 | [14 empty] | CONSUMER | DEI
202 | HTN-197 | THE CHIEF OFFICER, TOWN MUNICIPAL PANCHAYAT, BANNUR SEWAGE TREATMENT PLANT, BANNUR | [7 empty] | 1 | 100 | 100 | [10 empty] | DG | 1 | 100 | 100 | CONSUMER | DEI
203 | HTN-198 | THE CHIEF OFFICER, TOWN MUNICIPAL PANCHAYAT, WATER PUMPING STATION, BANNUR | [7 empty] | 1 | 160 | 160 | [14 empty] | CONSUMER | DEI
204 | HTN-199 | THE DIRECTOR, KARNATAKA POLICE ACADEMY, NAZARBAD, MYSURU | [7 empty] | 1 | 100 | 100 | [10 empty] | DG | 1 | 63 | 63 | CONSUMER | DEI
205 | HTN-200 | SRI.H.N.SRIDHAR, SY.NO:587/2, 588/, KESARE VILLGE, MYSURU TALUK & DISTRICT. | [7 empty] | 1 | 100 | 100 | [8 empty] | 1 |  | DG | 1 | 50 | 50 | CONSUMER | DEI
206 | HTN-201 | THE DIVISIONAL CONTROLLER, KSRTC, MYSURU CITY TRANSPORT DIVISION, MYSURU. | [7 empty] | 1 | 250 | 250 | [10 empty] | DG | 1 | 65 | 65 | CONSUMER | DEI
207 | [22 empty] | DG | 1 | 82.5 | 82.5 | CONSUMER | DEI
208 | HTN-202 | THE DIVSIONAL CONTROLLER, KSRTC MYSURU CITY TRANSPORT DIVISION, RS NAIDU NAGAR, MYSURU | [7 empty] | 1 | 250 | 250 | [8 empty] | 1 | [5 empty] | CONSUMER | DEI
209 | HTN-203 | THE EXECUTIVE DIRECTOR, SRI.CHAMUNDESWARI TEMPLE, CHAMUNDI HILLS, MYSURU | [7 empty] | 1 | 100 | 100 | [14 empty] | CONSUMER | DEI
210 | HTN-204 | THE EXECUTIVE ENGINEER, MYSURU UNIVERSITY TECHNICAL DIVISION, SARASWATHIPURAM, MYSURU @ PLATINUM JUBILEE HALL, YUVARAJA'S COLLEGE, MYSURU. | [7 empty] | 1 | 250 | 250 | [14 empty] | CONSUMER | DEI
211 | HTN-206 | THE GENERAL MANAGER, SOWJANYA CONCRETE PRODUCTS, HALLADAKERI, NANJANGUD | [7 empty] | 1 | 250 | 250 | [10 empty] | DG | 1 | 110 | 110 | CONSUMER | DEI
212 | HTN-207 | THE MANAGER PLANET-X, MAHARANA PRATAP SINGH ROAD, NAZARBAD, MYSURU | [7 empty] | 1 | 315 | 315 | [14 empty] | CONSUMER | DEI
213 | HTN-208 | THE MANAGER, LIC OF INDIA, BM ROAD, BANNIMANTAP, MYSURU | [7 empty] | 1 | 250 | 250 | [8 empty] | 1 |  | DG | 1 | 125 | 125 | CONSUMER | DEI
214 | [22 empty] | DG | 1 | 50 | 50 | CONSUMER | DEI
215 | HTN-209 | THE MANAGER, MADHVESHA ASSOCIATES, MADHVESHA COMPLEX, NO.73, NAZARBAD MAIN ROAD, MYSURU | [7 empty] | 1 | 100 | 100 | [8 empty] | 1 | [5 empty] | CONSUMER | DEI
216 | HTN-210 | THE MANAGER, POLICE KALYANA BHAVAN, LALITHA MAHAL ROAD, MYSURU | [7 empty] | 1 | 100 | 100 | [10 empty] | DG | 1 | 125 | 125 | CONSUMER | DEI
217 | HTN-211 | THE MANAGER, SRI KANTEERVA NARASHIMARAJA SPORTS CLUB, LALITH MAHAL ROAD, MYSURU | [7 empty] | 1 | 200 | 200 | [10 empty] | DG | 1 | 125 | 125 | CONSUMER | DEI
218 | [22 empty] | DG | 1 | 63 | 63 | CONSUMER | DEI
219 | HTN-212 | THE MANAGER, TAPMCS, BANNIMANTAP, MYSURU | [7 empty] | 1 | 100 | 100 | [14 empty] | CONSUMER | DEI
220 | HTN-213 | THE MEDICAL SUPERINTENDENT, CHELUVAMBA HOSPITAL, MYSURU | [7 empty] | 1 | 250 | 250 | [8 empty] | 1 |  | DG | 1 | 63 | 63 | CONSUMER | DEI
221 | [22 empty] | DG | 1 | 63 | 63 | CONSUMER | DEI
222 | HTN-214 | SRI SHIVAKUMAR, 1002,1003 & 1003/A,2nd MAIN,4th CROSS,VIDYARANYAPURAM ,MYSURU. | [7 empty] | 1 | 100 | 100 | [10 empty] | DG | 1 | 63 | 63 | CONSUMER | DEI
223 | HTN-215 | THE PRINCIPAL, KARNATAKA INSTITUTE OF CO-OPERATIVE MANAGEMENT, SAHAKARA BHAVAN, CHAMARAJA DOUBLE ROAD, MYSURU | [7 empty] | 1 | 100 | 100 | [14 empty] | CONSUMER | DEI
224 | HTN-216 | M/S NATURAL GRANITES, PLOT NO:6,P-II, THANDYA INDUSTRIAL AREA, NANJANGUD-571302 | [7 empty] | 1 | 315 | 315 | [14 empty] | CONSUMER | DEI
225 | HTN-217 | THE SECRETARY, RIFA-HUL-MUSLIMEEN EDUCATIONAL TRUST (REGD), FAROOQIA DENTAL COLLEGE & HOSPITAL, UMER KHAYAM ROAD, EIDGAH, MYSURU 570 021. | [7 empty] | 1 | 250 | 250 | [10 empty] | DG | 1 | 125 | 125 | CONSUMER | DEI
226 | HTN-219 | THOLASI JEWELLARY MART, ASHOKA ROAD, MYSURU | [7 empty] | 1 | 160 | 160 | [8 empty] | 1 |  | DG | 1 | 125 | 125 | CONSUMER | DEI
227 | HTN-220 | TINU AGARWAL, BLUE HORSE ROCKS, PLOT NO:11P-2, THANDYA INDUSTRIAL AREA, NANJANGUD TALUK, MYSURU DISTRICT. | [7 empty] | 1 | 250 | 250 | [14 empty] | CONSUMER | DEI
228 | HTN-221 | TRIVENI GRANITES, PLOT NO.22, SY.NO 169, KIADB INDL AREA, NANJANGUD, MYSURU DT. | [7 empty] | 1 | 250 | 250 | [14 empty] | CONSUMER | DEI
229 | HTN-223 | URSKAR SERVICE CENTER(P) Ltd., NO.11, KANTHARAJ URS ROA, K.M.PURAM, MYSURU | [7 empty] | 1 | 100 | 100 | [10 empty] | DG | 1 | 82.5 | 82.5 | CONSUMER | DEI
230 | HTN-226 | VIDYAVIKAS EDUCATION TRUST, 127-128, ALANAHALLI, MYSURU-BANNUR ROAD, MYSURU | [7 empty] | 1 | 250 | 250 | [8 empty] | 1 |  | DG | 1 | 125 | 125 | CONSUMER | DEI
231 | HTN-228 | ALLIED METAL WORKS, NO:83/B, INDUSTRIAL AREA, BANNIMANTAP 'A' LAYOUT, MYSURU. | [7 empty] | 1 | 250 | 250 | [10 empty] | DG | 1 | 180 | 180 | CONSUMER | DEI
232 | HTN-229 | THE TALUK SOCIAL WELFARE OFFICER, NANJANGUD TALUK, MYSURU DISTRICT @ MORARJI DESAI RESIDENTIAL SCHOOL, SINDHUVALLI VILLAGE, NANJANGUD TALUK, MYSURU DISTRICT. | [7 empty] | 1 | 100 | 100 | [14 empty] | CONSUMER | DEI
233 | HTN-230 | MYSURU GRANITES, PLOT NO:P-1, THANDYA INDUSTRIAL AREA, NANJANGUD TALUK, MYSURU DISTRICT. | [7 empty] | 1 | 250 | 250 | [14 empty] | CONSUMER | DEI
234 | HTN-231 | THE AEE, PANCHAYATH RAJ ENGGG SUBDIVISION, NANJANGUD TALUK, @ ALAMBUR VILLAGE, NANJANGUD TALUK, MYSURU DISTRICT. | [7 empty] | 1 | 250 | 250 | [14 empty] | CONSUMER | DEI
235 | HTN-232 | THE AEE, PANCHAYATH RAJ ENGGG SUBDIVISION, NANJANGUD TALUK, @ MAHADEVNAGAR VILLAGE, NANJANGUD TALUK, MYSURU DISTRICT. | [7 empty] | 1 | 250 | 250 | [14 empty] | CONSUMER | DEI
236 | HTN-234 | THE MYSURU DIOCESAN SOCIETY, M/S LOYAL WORLD, NO:331/1, NEW NO:L-176/2, BM ROAD, BANNIMANTAP EXTENSION, MYSURU. | [7 empty] | 1 | 250 | 250 | [8 empty] | 2 |  | DG | 1 | 180 | 180 | CONSUMER | DEI
237 | HTN-235 | VEEKESY SANDALS (I) PVT Ltd., NO:19 & 20, KIADB INDUSTRIAL AREA, NANJANGUD TALUK, MYSURU DISTRICT. | [7 empty] | 1 | 160 | 160 | [10 empty] | DG | 1 | 140 | 140 | CONSUMER | DEI
238 | HTN-236 | THE AEE ELECTRICAL DIVISION, MCC, MYSURU @ KUPPANNA PARK, NAZARBAD, MYSURU | [7 empty] | 1 | 250 | 250 | [14 empty] | CONSUMER | DEI
239 | HTN-239 | THE AEE, PANCHAYATH RAJ ENGGG SUBDIVISION, NANJANGUD TALUK, @ CHUNCHANAHALLI VILLAGE, NANJANGUD TALUK, MYSURU DISTRICT. | [7 empty] | 1 | 63 | 63 | [14 empty] | CONSUMER | DEI
240 | HTN-240 | SURENDRA ELASTOMERS PVT LTD., SY NO: 51,07, MADARGALLI VILLAGE, KADAKOLA POST, MYSURU TALUK. | [7 empty] | 1 | 250 | 250 | [10 empty] | DG | 1 | 125 | 125 | CONSUMER | DEI
241 | HTN-242 | THE EXECUTIVE ENGINEER, PANCHAYATH RAJ ENGINEERING DIVISION, MANDYA. INSTALLATION AT WATER TREATMENT PLANT, MUDUKUTHORE, T.NARASIPURA TALUK, MYSURU DISTRICT | [7 empty] | 1 | 200 | 200 | [14 empty] | CONSUMER | DEI
242 | HTN-244 | N.R.MANJULA M/S RANGANATH BRIQUITTE, PLOT NO: 115/A, S.NO: 12/A, NANJANGUD INDUSTRIAL AREA, NANJANGUD. | [7 empty] | 1 | 250 | 250 | [10 empty] | DG | 1 | 125 | 125 | CONSUMER | DEI
243 | HTN-245 | SRI.SIDDARAJU,NO:1071, 4TH CROSS,K.R.HOSPITAL ROAD, MYSURU. | [7 empty] | 1 | 160 | 160 | [10 empty] | DG | 1 | 82.5 | 82.5 | CONSUMER | DEI
244 | HTN-246 | K.G.N ASSOCIATES, NO: 375, NEW NO: M-2, 3RD CROSS,K.R.HOSPITAL ROAD, K.T.STREET, MYSURU. | [7 empty] | 1 | 160 | 160 | [14 empty] | CONSUMER | DEI
245 | HTN-248 | DELHI PUBLIC SCHOOL, BHUGATHAGALLI VILLAGE,VARUNA HBLI, MYSURU. | [7 empty] | 1 | 250 | 250 | [10 empty] | DG | 1 | 45 | 45 | CONSUMER | DEI
246 | [22 empty] | DG | 1 | 45 | 45 | CONSUMER | DEI
247 | [22 empty] | DG | 1 | 20 | 20 | CONSUMER | DEI
248 | HTN-249 | SRI.RAJSHEKAR KOTI, CHIEF EDITOR, ANDOLANA PAPER, NO:32/E, 2ND STAGE, INDUSTRIAL SUBURB, MYSURU. | [7 empty] | 1 | 250 | 250 | [14 empty] | CONSUMER | DEI
249 | HTN-251 | THE MANAGER, M/S GANESH PETROL PUMP, J.L.B.ROAD, MYSURU. | [7 empty] | 1 | 315 | 315 | [10 empty] | DG | 1 | 30 | 30 | CONSUMER | DEI
250 | HTN-252 | N.A.RICE INDUSTRIES, NO:398/413, SARAGUR VILLAGE, BILIGERE HOBLI, NANJANGUD TALUK, MYSURU DISTRICT. | [7 empty] | 1 | 250 | 250 | [10 empty] | DG | 1 | 100 | 100 | CONSUMER | DEI
251 | HTN-253 | RAHUL DYE STUFF PVT. LTD., PLOT NO:14-C, THANDYA INDUSTRIAL AREA, NANJANGUD. | [7 empty] | 1 | 250 | 250 | [10 empty] | DG | 1 | 63 | 63 | CONSUMER | DEI
252 | HTN-254 | SRI HITESH SHAH, M/S RASIK MOTORS, NO:924/1, CH-8/1, NEW KANTHARAJ URS ROAD, CHAMARAJA MOHALLA, MYSURU. | [7 empty] | 1 | 100 | 100 | [14 empty] | CONSUMER | DEI
253 | HTN-255 | SRI K.S.ANAND, M/S AISHWARYA MAIZE INDUSTRIES, PLOT NO. 105, KADAKOLA INDUSTRIAL AREA, KADAKOLA, MYSURU TALUK | [7 empty] | 1 | 315 | 315 | [14 empty] | CONSUMER | DEI
254 | HTN-256 | TRINETRA GASES, PLOT NO. 104, P2, KADAKOLA INDUSTRIAL AREA, KADAKOLA, MYSURU TALUK. | [7 empty] | 1 | 250 | 250 | [14 empty] | CONSUMER | DEI
255 | HTN-257 | AL-ANSAR HEALTH CARE, #3208, SAWDAY ROAD, MOHAMMED SAIT BLOCK, LASHKAR MOHALLA, MYSURU. | [7 empty] | 1 | 160 | 160 | [8 empty] | 1 | [5 empty] | CONSUMER | DEI
256 | HTN-258 | SHREE PLASTIC INDUSTRIES, NO. 3208/8A, C.V.ROAD, 2ND WEST CROSS, NEAR GAJANANA RICE MILL, MYSURU. | [7 empty] | 1 | 250 | 250 | [10 empty] | DG | 1 | 125 | 125 | CONSUMER | DEI
257 | HTN-259 | SRI.B.N.NATRAJ, #778, ZOO ROAD, NAZRABAD,MYSURU. | [7 empty] | 1 | 160 | 160 | [14 empty] | CONSUMER | DEI
258 | HTN-260 | THE TALUK SOCIAL WELFARE OFFICER, KITTUR RANI CHENNAMMA RESIDENTIAL SCHOOL, HURA VILLAGE, NANJANGUD TALUK, MYSURU DISTRICT. | [7 empty] | 1 | 100 | 100 | [14 empty] | CONSUMER | DEI
259 | HTN-261 | THE CHIEF CONSERVATOR OF FOREST & EXECUTIVE DIRECTOR, SRI JAYACHAMARAJENDRA ZOOLOGICAL GARDEN, MYSURU-10. | [7 empty] | 1 | 250 | 250 | [10 empty] | DG | 1 | 25 | 25 | CONSUMER | DEI
260 | [22 empty] | DG | 1 | 25 | 25 | CONSUMER | DEI
261 | [22 empty] | DG | 1 | 15 | 15 | CONSUMER | DEI
262 | HTN-262 | THE PRESIDENT, GOWDA SARASWATHA BRAHAMANA SABHA, (GOVINDA RAO MEMORIAL HALL), NO. 2250, JLB ROAD, MYSURU. | [7 empty] | 1 | 160 | 160 | [10 empty] | DG | 1 | 100 | 100 | CONSUMER | DEI
263 | HTN-263 | THE PRINCIPAL, ST.PHILOMENA'S COLLEGE, MYSURU-BANGALORE ROAD, BANNIMANTAP, MYSURU. | [7 empty] | 1 | 100 | 100 | [14 empty] | CONSUMER | DEI
264 | HTN-264 | SRI.N.RENUKAPRASAD S/O H.NANJUNDASWAMY, M/S SRIKANTESHWARA RICE MILL, OPP: TALUK OFFICE ROAD, T.NARASIPURA. | [7 empty] | 1 | 300 | 300 | [10 empty] | DG | 1 | 82.5 | 82.5 | CONSUMER | DEI
265 | HTN-265 | AEE, ELECTRICAL S/D, KSPHC, NO. 60, RICHMOND ROAD, BANGALORE. CITY POLICE COMMISSIONER OFFICE, MYSURU CITY, NAZARBAD, MYSURU. | [7 empty] | 1 | 100 | 100 | [14 empty] | CONSUMER | DEI
266 | HTN-266 | C.M.MOHAMMED USMAN, #11, NELSON MANDELA ROAD, BANNIMANTAP 'A' LAYOUT, MYSURU - 15. | [7 empty] | 1 | 160 | 160 | [14 empty] | CONSUMER | DEI
267 | HTN-267 | GORAU GRANITES, PLOT NO:68, NANJNAGUD INDUSTRIAL AREA, NANJANGUD TALUK. | [7 empty] | 1 | 250 | 250 | [14 empty] | CONSUMER | DEI
268 | HTN-268 | HOTEL MAYURA HOYSALA, A UNIT OF KSTDC, NO:2, JLB ROAD, MYSURU. | [7 empty] | 1 | 250 | 250 | [10 empty] | DG | 1 | 200 | 200 | CONSUMER | DEI
269 | HTN-271 | THE SECRETARY, ST.MATTHIA'S HIGHER PRIMARY SCHOOL, BANGALORE-MYSURU ROAD, BANNIMANTAP, MYSURU-570015. | [7 empty] | 1 | 100 | 100 | [14 empty] | CONSUMER | DEI
270 | HTN-272 | THE AEE, PWD, MYSURU, GOVERNMENT GUEST HOUSE, NAZARBAD MOHALLA, MYSURU. | [7 empty] | 1 | 100 | 100 | [10 empty] | DG | 1 | 62.5 | 62.5 | CONSUMER | DEI
271 | HTN-273 | THE PRINCIPAL,, KITTUR RANI CHENNAMMA RESIDENTIAL SCHOOL, KUDLUR, T.NARASIPURA TALUK, MYSURU DISTRICT. | [7 empty] | 1 | 100 | 100 | [14 empty] | CONSUMER | DEI
272 | HTN-274 | SRI. SANJAY SINGH, M/S SRI SAY GRANITE, P.MARALLI VILLAGE, DODDAKAVALANDE HOBLI, NANJANGUD TALUK, MYSURU DISTRICT. | [7 empty] | 1 | 160 | 160 | [14 empty] | CONSUMER | DEI
273 | HTN-275 | SRI.M.G.GURURAJ, PLOT NO:67/3, N-1/3,VENKATALINGAIAH LAYOUT, VASANTHA MAHAL, NAZARBAD MOHALLA, MYSURU | [7 empty] | 1 | 100 | 100 | [14 empty] | CONSUMER | DEI
274 | HTN-277 | SRI.GEORGE.V.PINTO, M/S PREMIERS ILLUMINATIONS, PLOT NO: 102A, SY NO:109/113, KADAKOLA INDUSTRIAL AREA,JAYAPURA HOBLI, MYSURU | [7 empty] | 1 | 160 | 160 | [14 empty] | CONSUMER | DEI
275 | HTN-278 | M/S BANNARI AMMAN SUGAR'S LTD,KUNTHUR VILLAGE, KOLLEGAL TALUK, CHAMARAJANAGAR @ TADIMALANGI VILLAGE, T.NARASIPURA | [7 empty] | 1 | 125 | 125 | [10 empty] | DG | 1 | 125 | 125 | CONSUMER | DEI
276 | HTN-279 | THE MANAGING DIRECTOR, KARNATAKA STATE CO-OPERATION FISHERY FEDERATION LTD @ NO:37/B, 1ST STAGE, INDUSTRIAL SUBURB, MYSURU | [7 empty] | 1 | 100 | 100 | [10 empty] | DG | 1 | 125 | 125 | CONSUMER | DEI
277 | HTN-280 | KAMAL KANT S/O BHEEM SEN, SRI CHAMUNDESHWARI GRANITES, THANDYA INDUSTRIAL AREA, NANJANGUD TALUK, MYSURU DISTRICT, | [7 empty] | 1 | 250 | 250 | [14 empty] | CONSUMER | DEI
278 | HTN-281 | DR.V.K.RADHAKRISHNA NO:1878 (NEW NO:M-7/1, WESLY ROAD, MANDI MOHALLA, MYSURU. | [7 empty] | 1 | 250 | 250 | [8 empty] | 1 |  | DG | 1 | 82.5 | 82.5 | CONSUMER | DEI
279 | HTN-283 | SMT SARVAMANGALA, (JAL MAHAL PALACE RSORT & SPA)SY.NO:118/1, BHUGATHAGALLI VILLAGE, VARUNA HOBLI, MYSURU TALUK & DISTRICT. | [7 empty] | 1 | 250 | 250 | [8 empty] | 1 |  | DG | 1 | 250 | 250 | CONSUMER | DEI
280 | HTN-284 | BASAVARAJU M/S BASAWESHWARA BINNY MODERN RICE MILL. BASAVANAHALLI VILLAGE, BANNUR, MYSURU DISTRICT. | [7 empty] | 1 | 315 | 315 | [10 empty] | DG | 1 | 62.5 | 62.5 | CONSUMER | DEI
281 | HTN-285 | SRI.K.K.ANIL KUMAR S/O KEMPEGOWDA M/S ANNAPOORNESHWARI AGRO MILL, KODAGALLI VILLAGE, BANNUR HOBLI, T.N.PURA TALUK, MYSURU DISTRICT | [7 empty] | 1 | 250 | 250 | [14 empty] | CONSUMER | DEI
282 | HTN-286 | THE COMMISSIONER, MUDA, JLB ROAD,MYSURU | [7 empty] | 1 | 250 | 250 | [10 empty] | DG | 1 | 125 | 125 | CONSUMER | DEI
283 | [20 empty] | 1 |  | DG | 1 | 62.5 | 62.5 | CONSUMER | DEI
284 | HTN-287 | SMT.KHUTELABI W/O NAZIR AHMED KHAN, M/S ELAHI RICE INDUSTRIES, BEHIND KEB OFFICE, BANNUR, T.N.PURA TALUK, MYSURU DISTRICT | [7 empty] | 1 | 300 | 300 | [14 empty] | CONSUMER | DEI
285 | HTN-288 | DR.GANESH, NO:118, GEETHA ROAD, NEAR BALLAL CIRCLE, CHAMARAJAPURAM, MYSURU | [7 empty] | 1 | 250 | 250 | [8 empty] | 2 |  | DG | 1 | 125 | 125 | CONSUMER | DEI
286 | HTN-289 | MANJUNATHESWARA PACKAGING & CAMPHOR WORKS, REGENCY THEATRE, NAZARBAD, MYSURU | [7 empty] | 1 | 315 | 315 | [10 empty] | DG | 1 | 35 | 35 | CONSUMER | DEI
287 | HTN-290 | THE DIRECTOR & DEAN, MYSURU MEDICAL COLLEGE & RESEARCH INSTITUTE, IRWIN ROAD, MYSURU 570 001. | [7 empty] | 1 | 250 | 250 | [8 empty] | 1 |  | DG | 1 | 250 | 250 | CONSUMER | DEI
288 | HTN-291 | SRI. N. GOPALA KRISHNA, M/S BHIMA & BROTHERS JEWELLERS, NO: 221,D-49(OLD), SANTHEPETE, K.R.MOHALLA,MYSURU | [7 empty] | 1 | 100 | 100 | [10 empty] | DG | 1 | 62.5 | 62.5 | CONSUMER | DEI
289 | HTN-292 | H.S.UDAYASHANKAR, NO: 2919,(L-24),IRWIN ROAD CROSS, HALLADKERI, LASKAR MOHALLA, MYSURU | [7 empty] | 1 | 160 | 160 | [10 empty] | DG | 1 | 82.5 | 82.5 | CONSUMER | DEI
290 | HTN-293 | SMT.MADHURI MALLINATHA, NO:12/A3-1, 3RD STAGE, INDUSTRIAL SUBURB,MYSURU | [7 empty] | 1 | 160 | 160 | [8 empty] | 1 |  | DG | 1 | 125 | 125 | CONSUMER | DEI
291 | [22 empty] | SOLAR | 1 | 100 | 100 | CONSUMER | DEI
292 | HTN-294 | THE MANAGING DIRECTOR,M/S NEST WELL CONSTRUCTION PRIVATE LIMITED,NO: 1498/1,CH-9 & 1498/22-1, CH-9/1,RAMAIAH ROAD,CHAMARAJA MOHALLA,MYSURU | [7 empty] | 1 | 100 | 100 | [10 empty] | DG | 1 | 62.5 | 62.5 | CONSUMER | DEI
293 | HTN-295 | THE HEBBAR SREEVAISHBAVASABHA, CH-97/1, 6TH CROSS, K.R.VANUM, MANANDAVADI ROAD,MYSURU | [7 empty] | 1 | 100 | 100 | [14 empty] | CONSUMER | DEI
294 | HTN-296 | SRI.M.RAMU,"BTC COLD STORAGE", SY NO: 132/3,THANDAVAPURA VILLAGE, CHIKKAIHNACHATRA HOBLI,NANJANGUD | [7 empty] | 1 | 160 | 160 | [14 empty] | CONSUMER | DEI
295 | HTN-297 | THE ASSISTANT EXECUTIVE ENGINEER, MINOR IRRIGATION DEPARTMENT @ TALAKADU 1ST STAGE, T.NARASIPURA | [7 empty] | 1 | 100 | 100 | [14 empty] | CONSUMER | DEI
296 | HTN-298 | THE ASSISTANT EXECUTIVE ENGINEER, MINOR IRRIGATION DEPARTMENT @ TALAKADU 2ND STAGE, T.NARASIPURA | [7 empty] | 1 | 100 | 100 | [14 empty] | CONSUMER | DEI
297 | HTN-299 | SRI.DR.K.LAKSHMAN & BROTHER, KANNAN DIAGNOSTIC CENTER, NO: 1484,1320/142,M-55/1 & 2, 4TH CROSS, BENKINAVAB ROAD, MANDI MOHALLA, MYSURU | [7 empty] | 1 | 160 | 160 | [8 empty] | 1 |  | DG | 1 | 125 | 125 | CONSUMER | DEI
298 | HTN-300 | THE DIVISIONAL CONTROLLER, K.S.R.T.C DEPOT-3, BANNIMANTAP, MYSURU. | [7 empty] | 1 | 100 | 100 | [10 empty] | DG | 1 | 62.5 | 62.5 | CONSUMER | DEI
299 | DGD-1 | AMOGHA RESIDENCY, IRWIN ROAD, MYSURU | [18 empty] | 1 |  | DG | 1 | 35 | 35 | CONSUMER | DEI
300 | DGD-2 | LEELA NIWAS, BIDARI KRISHNAPPA, BEHIND D D URS ROAD, MYSURU | [18 empty] | 1 |  | DG | 1 | 30 | 30 | CONSUMER | DEI
301 | DGD-3 | R.K.LODGE (ROYAL LODGE), NO.374/375, ASHOKA ROAD, MYSURU | [18 empty] | 1 |  | DG | 1 | 30 | 30 | CONSUMER | DEI
302 | DGD-4 | BASAVANNA & SONS, 137, OLD SANTHETPET, MYSURU | [20 empty] | DG | 1 | 75 | 75 | CONSUMER | DEI
303 | DGD-5 | BHIMA BROTHERS, D.D.URS ROAD, MYSURU | [18 empty] | 1 |  | DG | 1 | 62.5 | 62.5 | CONSUMER | DEI
304 | DGD-6 | BRIGADE HABITAT, 995 (12A), DEEWANS ROAD, LAXMIPURAM, MYSURU | [18 empty] | 1 |  | DG | 1 | 82.5 | 82.5 | CONSUMER | DEI
305 | DGD-7 | CAFÉ COFFEE DAY, D.D.URS ROAD, MYSURU | [20 empty] | DG | 1 | 63 | 63 | CONSUMER | DEI
306 | DGD-8 | CAPITAL TYRE & RUBBER COMPANY, MYSURU-OOTY ROAD, MYSURU | [20 empty] | DG | 1 | 100 | 100 | CONSUMER | DEI
307 | DGD-9 | CHELUVARAYA SWAMY SAW MILL, TALAKADU, T.N.PURA TALUK, MYSURU DISTRICT | [20 empty] | DG | 1 | 62.5 | 62.5 | CONSUMER | DEI
308 | DGD-10 | CHITRAS HOSPITAL, 25/`A, IRWINS ROAD, MYSURU | [16 empty] | 1 |  | 1 |  | DG | 1 | 35 | 35 | CONSUMER | DEI
309 | DGD-11 | CLASSIC COLOR LAB, DEVARAJA URS ROAD, MYSURU | [20 empty] | DG | 1 | 55 | 55 | CONSUMER | DEI
310 | DGD-12 | COTTAGE INDUSTRIES EXPOSITION LIMITED, NO:681, HYDERALI ROAD, NAZARBAD, MYSURU | [20 empty] | DG | 1 | 82.5 | 82.5 | CONSUMER | DEI
311 | DGD-13 | SMT.P.BHAVANI, RED LOTUS SERVICE APARTMENTS, NO:1, 'C' BLOCK, NACHANAHALLI, J.P.NAGAR, MYSURU | [18 empty] | 1 |  | DG | 1 | 40 | 40 | CONSUMER | DEI
312 | DGD-14 | Dr.B.S.AJAIKUMAR, NO:12, PARK HOUSE, MIRZA ROAD, NAZARBAD, MYSURU. | [18 empty] | 1 |  | DG | 1 | 15 | 15 | CONSUMER | DEI
313 | DGD-15 | DR.G.RADHAKRISHNAN, AKSHAYA NURSING HOME, NO:1057/1058, KYVALYA MARGA, SIDDARTHA LAYOUT, MYSURU | [18 empty] | 1 |  | DG | 1 | 50 | 50 | CONSUMER | DEI
314 | DGD-16 | DR.ROOPA.J HATKAR, 1075, JP NAGAR, II STAGE, MYSURU | [18 empty] | 1 |  | DG | 1 | 82.5 | 82.5 | CONSUMER | DEI
315 | DGD-17 | EXPRESS COLOR LAB, MAHARAJA COMPLEX, BN ROAD, MYSURU | [20 empty] | DG | 1 | 63 | 63 | CONSUMER | DEI
316 | DGD-18 | SRI.HASMUKH JAIN E (GPA HOLDER), PRITHVI PALACE, SRI PARISMAL DAK, LALITHAMAHAL ROAD, NAZARBAD MOHALLA, MYSURU | [18 empty] | 4 |  | DG | 1 | 125 | 125 | CONSUMER | DEI
317 | DGD-19 | ASTRUM VALUE HOMES PVT LTD., SY. NO: 111, BANDIPALYA VILLAGE, KASABA HOBLI, OPP: APMCYARD, MYSURU. | [20 empty] | DG | 1 | 62.5 | 62.5 | CONSUMER | DEI
318 | DGD-20 | GAGAN ENTERPRISES, MISTY WOODS APARTMENTS, 25/65A, LALITHAMAHAL ROAD, MYSURU | [18 empty] | 2 |  | DG | 1 | 82.5 | 82.5 | CONSUMER | DEI
319 | DGD-21 | GANESH MODERN RICE MILL , CHANDRAVADI VILLAGE , HULLHALLI HOBLI, NANJANGUD TALUK, MYSURU DISTRICT | [20 empty] | DG | 1 | 82.5 | 82.5 | CONSUMER | DEI
320 | DGD-22 | GAYATHRI ENTERPRISES, NO: 285/F6, UTTARADI MUTT ROAD, 5TH WEST CROSS, MYSURU 570 004. | [20 empty] | DG | 1 | 62.5 | 62.5 | CONSUMER | DEI
321 | DGD-23 | GUNAMBA TOWERS, NO.579/2, LAKSHMIPURAM, MYSURU | [18 empty] | 1 |  | DG | 1 | 62.5 | 62.5 | CONSUMER | DEI
322 | DGD-24 | HANDICRAFTS EMPORIUM, NO: 1160, RAMSONS HOUSE, OPP: ZOO, MYSURU-10. | [18 empty] | 1 |  | DG | 1 | 45 | 45 | CONSUMER | DEI
323 | DGD-25 | HIFAME PRIVATE LIMITED, NO.69, 2ND STAGE, INDUSTRIAL SUBURB, MYSURU-08 | [20 empty] | DG | 1 | 50 | 50 | CONSUMER | DEI
324 | [22 empty] | DG | 1 | 40 | 40 | CONSUMER | DEI
325 | DGD-26 | HOTEL GOVERDHAN, SRI HARSHA ROAD, MYSURU | [18 empty] | 1 |  | DG | 1 | 82.5 | 82.5 | CONSUMER | DEI
326 | DGD-27 | M/S RELIANCE CORPORATE IT PARK LIMITED, NO:6, 11TH BLOCK,JSS LAYOUT, RAJKUMAR ROAD,NAZARBAD MOHALLA,MYSURU | [20 empty] | DG | 1 | 160 | 160 | CONSUMER | DEI
327 | DGD-28 | HOTEL SANGEETHA LODGING, 1966, N.S.ROAD, NEAR UDUPI KRISHNA MANDIRA, DEVARAJ MOHALLA, MYSURU | [18 empty] | 1 |  | DG | 1 | 20 | 20 | CONSUMER | DEI
328 | DGD-29 | HOTEL SHRINGAR INTERNATIONAL, NEAR HIGHWAY CIRCLE, BANNIMANTAP, MYSURU | [20 empty] | DG | 1 | 62.5 | 62.5 | CONSUMER | DEI
329 | DGD-30 | THE BRANCH MANAGER, M/S SUNDRAM INDUSTRIES (P) LIMITED, NO:45, KIADB KADAKOLA INDUSTRIAL AREA, MYSURU | [20 empty] | DG | 1 | 82.5 | 82.5 | CONSUMER | DEI
330 | DGD-31 | MRS KAMALADEVI, "LOGAS HOME WORLD", NO:D-7, NARAYANASHASTRI ROAD, DEVARAJA MOHALLA, MYSURU | [20 empty] | DG | 1 | 40 | 40 | CONSUMER | DEI
331 | DGD-32 | JAGANMOHAN COMFORTS, NO.424, DESIKA ROAD, OPP.JAGANMAHAN PALACE, MYSURU | [18 empty] | 1 |  | DG | 1 | 35 | 35 | CONSUMER | DEI
332 | DGD-33 | JAIN BHAVAN, NO.588(CH-19), DEWAN SHESHADRI IYER ROAD, LAXMIPURAM, MYSURU | [18 empty] | 1 |  | DG | 1 | 62.5 | 62.5 | CONSUMER | DEI
333 | DGD-34 | JALARAM WOOD INDUSTRIES, NO:62, 2ND STAGE, INDUSTRIAL SUBURB, MYSURU SOUTH, MYSURU. | [20 empty] | DG | 1 | 82.5 | 82.5 | CONSUMER | DEI
334 | DGD-35 | JSS COLLEGE OF ARTS, COMMERCE & SCIENCE, OOTY ROAD, MYSURU | [18 empty] | 1 |  | DG | 1 | 100 | 100 | CONSUMER | DEI
335 | DGD-36 | JSS MAHAVIDYAPEETHA, DASOHA BHAVAN, SUTTUR, NANJANGUD TALUK. | [20 empty] | DG | 1 | 62.5 | 62.5 | CONSUMER | DEI
336 | DGD-37 | JSS, GADDIGE PREMISES, SUTTUR, NANJANGUD TQ., MYSURU DT. | [20 empty] | DG | 1 | 62.5 | 62.5 | CONSUMER | DEI
337 | DGD-38 | JSS, HOSTEL BUIDING(JSS PUBLIC SCHOOL), SUTTUR, NANJANGUD TQ., MYSURU DT. | [20 empty] | DG | 1 | 82.5 | 82.5 | CONSUMER | DEI
338 | DGD-39 | JSSMAHAVIDYAPEETHA, GIRLS HOSTEL, SUTTUR, NANJANGUD TALUK | [20 empty] | DG | 1 | 62.5 | 62.5 | CONSUMER | DEI
339 | DGD-40 | JUBILANT LIFE SCIENCES, PLOT NO: 18, 56, 57 & 58, KIADB INDUSTRIAL AREA, NANJANGUD-571302 | [20 empty] | DG | 1 | 125 | 125 | CONSUMER | DEI
340 | DGD-41 | SRI.N.NAGARAJ, NO:1021, MANASARA ROAD,ITTIGEGUDU, MYSURU | [18 empty] | 1 |  | DG | 1 | 62.5 | 62.5 | CONSUMER | DEI
341 | DGD-42 | KARNATAKA SAREE CENTRE, 955, ZOO GARDEN MAIN ROAD, INDIRANAGAR, MYSURU | [20 empty] | DG | 1 | 62.5 | 62.5 | CONSUMER | DEI
342 | DGD-43 | M/S N.I.KAUVERY C/O HOTEL KAUVERY PALACE,BANGALORE-OOTY ROAD DAWOOD KHAN STREET, FIVE LIGHT CIRCLE, MYSURU | [20 empty] | DG | 1 | 125 | 125 | CONSUMER | DEI
343 | DGD-44 | THE DIVISIONAL CONTROLLER, KSRTC, DIVISIONAL BUS DEPOT, SATHGALLI DIVISION, MAHADEVAPURA MAIN ROAD, MYSURU. | [20 empty] | DG | 1 | 65 | 65 | CONSUMER | DEI
344 | DGD-45 | M.K.VILLA, NO:374, NEHRU PARK ROAD, UDAYAGIRI,MYSURU. | [18 empty] | 1 |  | DG | 1 | 100 | 100 | CONSUMER | DEI
345 | DGD-46 | MALABAR RUBY PRIVATE Ltd., NO.2927, NEW NO.1-16 & 1-16/A, LASHKAR MOHALLA, MYSURU | [20 empty] | DG | 1 | 125 | 125 | CONSUMER | DEI
346 | DGD-47 | MALNAD RICE MILLS, RAMNHALLI, MAHADEVAPURA ROAD, MYSURU TALUK & DISTRICT. | [20 empty] | DG | 1 | 82.5 | 82.5 | CONSUMER | DEI
347 | DGD-48 | MANDOVI MOTORS PVT. Ltd., KRS ROAD, MYSURU | [20 empty] | DG | 1 | 100 | 100 | CONSUMER | DEI
348 | DGD-49 | MITTAL PANORAMA, LALITH MAHAL ROAD, MYSURU | [18 empty] | 3 |  | DG | 1 | 160 | 160 | CONSUMER | DEI
349 | DGD-50 | MURUDESWARA SWAMY RICE MILL, MADAPURA(C.B.HUNDI) T.N.PURA TALUK | [20 empty] | DG | 1 | 82.5 | 82.5 | CONSUMER | DEI
350 | DGD-51 | MYSURU DASAPRAKASH, GANDHI SQUARE, MYSURU | [18 empty] | 1 | [5 empty] | CONSUMER | DEI
351 | DGD-52 | N.RANGA RAO & SONS, NO:17/A, VISWESHWARANAGAR, INDUSTRIAL SUBURB, MYSURU. | [20 empty] | DG | 1 | 63 | 63 | CONSUMER | DEI
352 | DGD-53 | NANJUNDESWARA BINNY RICE MILL, MUGUR, T.N.PURA TALUK, MYSURU DISTRICT | [20 empty] | DG | 1 | 82.5 | 82.5 | CONSUMER | DEI
353 | DGD-55 | NAVRATHNA ENCLAVE APARTMENT, NO.1175, NEW NO.CH-5, KRISHNARAJA ROAD, C.R.PURAM, MYSURU | [18 empty] | 1 |  | DG | 1 | 15 | 15 | CONSUMER | DEI
354 | DGD-56 | NEELAMMA RICE INDUSTRIES, ALAGUR, CHAMARAJNAGAR ROAD, T.N.PURA | [20 empty] | DG | 1 | 82.5 | 82.5 | CONSUMER | DEI
355 | DGD-57 | NEW MYSURU SAW MILL, NO.D-29, MEDRARA BLOCK, NEW BAMBOO BAZAAR, MYSURU | [20 empty] | DG | 1 | 60 | 60 | CONSUMER | DEI
356 | DGD-58 | NIE COLLEGE OF SCIENCE, NO:65, VISWESHWARANAGAR, MYSURU | [20 empty] | DG | 1 | 100 | 100 | CONSUMER | DEI
357 | DGD-59 | NIKITHA BOJEGOWDA KALYANA MANTAPA, K.C.LAYOUT, MYSURU | [20 empty] | DG | 1 | 62.5 | 62.5 | CONSUMER | DEI
358 | DGD-60 | NISARGADAMA APARTMENTS, 1027, JAYALAXMIPURAM, MYSURU | [18 empty] | 2 |  | DG | 1 | 30 | 30 | CONSUMER | DEI
359 | DGD-61 | M/S SUNDAR RICE INDUSTRIES, NO: 170/3, HOSAKOTE, KEMPAINAHUNDI VILLAGE, T.NARSIPURA TALUK, MYSURU DISTRICT | [20 empty] | DG | 1 | 82.5 | 82.5 | CONSUMER | DEI
360 | DGD-62 | M/S ISVAK VENTURES, PLOT NO:42A,KIADB INDUSTRIAL AREA,NANJANGUD | [20 empty] | DG | 1 | 82.5 | 82.5 | CONSUMER | DEI
361 | DGD-63 | SONA TVS, NO:914/1, CH-18/1, JLB ROAD, LAXMIPURAM., MYSURU. | [20 empty] | DG | 1 | 62.5 | 62.5 | CONSUMER | DEI
362 | DGD-64 | DR.GLYAN.C.JAIN, NO: F-31/A & 67/5, NEW SAYYAJI RAO ROAD, OPP: TO STATE BANK OF MYSORE, FORT MOHALLA, MYSURU. | [20 empty] | DG | 1 | 62.5 | 62.5 | CONSUMER | DEI
363 | DGD-65 | SMT.K.V.S.GAYATHRI, (HYUNDAI SHOW ROOM) NO:36, BANNIMANTAP, MYSURU | [20 empty] | DG | 1 | 62.5 | 62.5 | CONSUMER | DEI
364 | DGD-66 | RELIANCE RETAILS Ltd., NO.41, GROUND FLOOR, MAHANADI COMPLEX, NAZARBAD, MYSURU | [20 empty] | DG | 1 | 40 | 40 | CONSUMER | DEI
365 | DGD-67 | ROYAL CHALLET, NO.38, INDUSTRIAL AREA, JP NAGAR, MYSURU | [20 empty] | DG | 1 | 82.5 | 82.5 | CONSUMER | DEI
366 | DGD-69 | S.B.INDUSTRIES, NO.93A, BANNIMANTAP LAYOUT, MYSURU | [20 empty] | DG | 1 | 82.5 | 82.5 | CONSUMER | DEI
367 | DGD-70 | S.S.INDUSTRIES, 60/1, 61/2, BANNIMANTAP 'A'LAYOUT, INDUSTRIAL AREA, MYSURU | [20 empty] | DG | 1 | 62.5 | 62.5 | CONSUMER | DEI
368 | DGD-71 | SAIJAYINI HOUSING PROMOTERS PRIVATE LIMITED, NO:875, MG ROAD, MYSURU. | [18 empty] | 1 |  | DG | 1 | 30 | 30 | CONSUMER | DEI
369 | DGD-72 | SAINT PHILOMENAS COLLEGE, BN ROAD, BANNIMANTAP, MYSURU | [18 empty] | 1 |  | DG | 1 | 30 | 30 | CONSUMER | DEI
370 | [22 empty] | DG | 1 | 82.5 | 82.5 | CONSUMER | DEI
371 | [22 empty] | DG | 1 | 40 | 40 | CONSUMER | DEI
372 | DGD-73 | SANKALPA VISHNU, NO.1021, CH-27, JAYALAKSHMI ROAD, CHAMARAJA MOHALLA, MYSURU | [18 empty] | 1 |  | DG | 1 | 20 | 20 | CONSUMER | DEI
373 | DGD-74 | SHAH SPARES & SERVICES, 12/A, LOKARANJAN MAHAL ROAD, NAZARBAD, MYSURU | [18 empty] | 1 | [5 empty] | CONSUMER | DEI
374 | DGD-75 | SHANTINIKETHAN KINGSDALE, G1,13/4, KARANJI TANK ROAD, SIDDARTHANAGAR, MYSURU | [18 empty] | 7 |  | DG | 1 | 82.5 | 82.5 | CONSUMER | DEI
375 | DGD-76 | SK CONTINENTAL, NO.73, NAZARBAD MAIN ROAD, MYSURU | [18 empty] | 1 |  | DG | 1 | 70 | 70 | CONSUMER | DEI
376 | DGD-77 | SMT. AMEERA BANU, MILAN FUNCTION HALL, NO.4, BANNIMANTAPA 'A' LAYOUT, MYSURU | [20 empty] | DG | 1 | 62.5 | 62.5 | CONSUMER | DEI
377 | DGD-78 | SMT.MAHADEVAMMA, PROP: NANJUNESDWARA RICE & SAW MILL, T.N.PURA | [20 empty] | DG | 1 | 82.5 | 82.5 | CONSUMER | DEI
378 | DGD-79 | SMT.NANDINI RAO, HOTEL ATHITHI, NO.1, NELSON MANDELA ROAD, BANNIMANTAP, MYSURU | [18 empty] | 1 |  | DG | 1 | 45 | 45 | CONSUMER | DEI
379 | DGD-80 | M/S RAHUL CONVENTION HALL, INDUSTRIAL SUBURB, VISHWESHWARANAGAR, MYSURU. | [20 empty] | DG | 1 | 125 | 125 | CONSUMER | DEI
380 | DGD-81 | SRI BASAVESWARA RICE MILL, SHAMBUDIVANAPURA, T.NARASIPURA | [20 empty] | DG | 1 | 82.5 | 82.5 | CONSUMER | DEI
381 | DGD-82 | SRI GANESH SAW MILL, NO.1, NEW BAMBOO BAZAR, MYSURU | [20 empty] | DG | 1 | 62.5 | 62.5 | CONSUMER | DEI
382 | DGD-83 | SRI LAKSHMI RICE MILLS, MEGALAPURA, SIDDRAMANA HUNDI ROAD, MYSURU Tq., & DT. | [20 empty] | DG | 1 | 82.5 | 82.5 | CONSUMER | DEI
383 | DGD-84 | KSA SOCIAL ACTION, OLD C.CHAMEGOWDA RICE MILL, THURUGANUR VILLAGE, BANNUR HOBLI, T.NARSIPURA TALUK | [20 empty] | DG | 1 | 82.5 | 82.5 | CONSUMER | DEI
384 | DGD-85 | SRI RAMESH, M.Y & COMPANY, ASHRAYA COMPLEX, NO:271, DEVARAJ MOHALLA, MYSURU. | [18 empty] | 1 |  | DG | 1 | 45 | 45 | CONSUMER | DEI
385 | DGD-86 | SRI SHIVASHAKTI INDUSTRIES, TALAKADU, T.N.PURA TALUK, MYSURU DISTRICT | [20 empty] | DG | 1 | 82.5 | 82.5 | CONSUMER | DEI
386 | DGD-87 | SRI SRIKANTESWARA RICE MILL, MELLAHALLI, MYSURU | [20 empty] | DG | 1 | 82.5 | 82.5 | CONSUMER | DEI
387 | DGD-88 | SRI SUBAN KHAN, NO:104, 2ND MAIN, BANNIMANTAP, MYSURU. | [20 empty] | DG | 1 | 62.5 | 62.5 | CONSUMER | DEI
388 | DGD-89 | SRI TRIPURA MODERN RICE MILL, MUGUR, T.N.PURA TALUK, MYSURU DISTRICT | [20 empty] | DG | 1 | 63 | 63 | CONSUMER | DEI
389 | DGD-90 | SRI. MAHADESWARA RICE MILL, HADINARU VILLAGE, NANJANGUD TQ., MYSURU DT. | [20 empty] | DG | 1 | 82.5 | 82.5 | CONSUMER | DEI
390 | DGD-91 | SRI.ANNAPOORNESWARI RICE MILL, TALAKADU, T.N.PURA TALUK, MYSURU DISTRICT | [20 empty] | DG | 1 | 82.5 | 82.5 | CONSUMER | DEI
391 | DGD-92 | SRI.CHANNABASAVESHWARA MODERN RICE MILL, S.HOSAKOTE, NANJANGUD TQ., MYSURU DT. | [20 empty] | DG | 1 | 82.5 | 82.5 | CONSUMER | DEI
392 | DGD-93 | SRI.M.V.BASAVARAJU, BASAWESWARA RICE MILL, HURA VILLAGE, NANJANGUD TQ., MYSURU DT. | [20 empty] | DG | 1 | 62.5 | 62.5 | CONSUMER | DEI
393 | DGD-94 | SRI.MAHADESWARA RICE MILL, ALATHOOR, HOSAKOTE POST, NANJANGUD TQ., MYSURU DT. | [20 empty] | DG | 1 | 82.5 | 82.5 | CONSUMER | DEI
394 | DGD-95 | THE JOINT DIRECTOR, ESI CORPORATION, SRO OFFICE, NEAR BADAMAKAN, N.R.MOHALLA, MYSURU. | [20 empty] | DG | 1 | 62.5 | 62.5 | CONSUMER | DEI
395 | DGD-96 | M/S FIEM INDUSTRIES LTD., UNIT-04, PLOT NO. 133, KIADB KADAKOLA INDUSTRIAL AREA, KADAKOLA POST,MYSURU-571313. | [20 empty] | DG | 1 | 82.5 | 82.5 | CONSUMER | DEI
396 | DGD-97 | M/S VEEKESY SANDALS PRIVATE LIMITED, LABOUR QUARTERS, KOREHUNDI VILLAGE, NANJANGUD TALUK, MYSURU DISTRICT. | [20 empty] | DG | 1 | 30 | 30 | CONSUMER | DEI
397 | DGD-98 | THE SECRETARY, GEETHA SHISHU SHIKSHANA SANGHA REGD., SCHOOL, SIDDARTHANAGAR, MYSURU. | [18 empty] | 1 |  | DG | 1 | 62.5 | 62.5 | CONSUMER | DEI
398 | DGD-99 | SUNDARAM MOTORS, 52/A, II STAGE, INDL. SUBURB, MYSURU | [20 empty] | DG | 1 | 55 | 55 | CONSUMER | DEI
399 | DGD-100 | TANISHQ, NO.36 &37, D.D.URS ROAD, DEVARAJ MOHALLA, MYSURU | [18 empty] | 1 |  | DG | 1 | 62.5 | 62.5 | CONSUMER | DEI
400 | DGD-101 | M/S D.A.V. SPORTS COMPLEX, NO: 25/D, 3RD STAGE, INDUSTRIAL SUBURB, VISHWESHWARANAGAR, MYSURU. | [20 empty] | DG | 1 | 40 | 40 | CONSUMER | DEI
401 | DGD-102 | THE DIRECTOR, ORGANISATION FOR THE DEVELOPMENT OF PEOPLE, BM ROAD, BANNIMANTAP'B' LAYOUT, MYSURU. | [20 empty] | DG | 1 | 63 | 63 | CONSUMER | DEI
402 | DGD-103 | THE MANAGER, M/s ICICI BANK Ltd., SHETTY MANSIONS, RAMA VILAS ROAD, MYSURU | [20 empty] | DG | 1 | 50 | 50 | CONSUMER | DEI
403 | [22 empty] | DG | 1 | 50 | 50 | CONSUMER | DEI
404 | DGD-104 | M.S.JAYAPRAKASH,HOTEL DEWANS RESIDENCY, DEWANS ROAD, DEVARAJ MOHAA, MYSURU. 570 001. | [18 empty] | 1 |  | DG | 1 | 45 | 45 | CONSUMER | DEI
405 | DGD-105 | THE MEDICAL OFFICER, PHC HULLAHALLI VILLAGE, NANJANGUD TALUK, MYSURU DISTRICT. | [20 empty] | DG | 1 | 63 | 63 | CONSUMER | DEI
406 | DGD-107 | TRISHUL BATTERIES, 99/D, 2ND STAGE, INDUSTRIAL SUBURB, VISWESWARANAGAR, MYSURU | [20 empty] | DG | 1 | 62.5 | 62.5 | CONSUMER | DEI
407 | DGD-108 | VALUE DESIGN BUILDING, 'SIENNA', NO.2933, J.L.B.ROAD, CHAMARAJAPURAM, MYSURU | [18 empty] | 1 |  | DG | 1 | 75 | 75 | CONSUMER | DEI
408 | DGD-109 | S & S DEVELOPERS PRIVATE LIMITED, “S & S TEMPLE VIEW”, NO:25/E & 25/E-1, 3RD STAGE, INDUSTRIAL SUBURB, MYSURU | [20 empty] | DG | 1 | 125 | 125 | CONSUMER | DEI
409 | DGD-110 | WHITE ORCHID, KALASTHAWADI, BM ROAD, MYSURU | [20 empty] | DG | 1 | 62.5 | 62.5 | CONSUMER | DEI
410 | DGD-111 | BRIGADE SOLITAIRE APARTMENTS, O:147/17 & 18, 2nd MAIN, ALANAHALLI, SIDDARTHA LAYOUT,MYSURU | [18 empty] | 4 |  | DG | 1 | 180 | 180 | CONSUMER | DEI
411 | DGD-112 | HOTEL SCVDS, SRIHARSHA ROAD, MYSURU | [18 empty] | 1 |  | DG | 1 | 25 | 25 | CONSUMER | DEI
412 | DGD-113 | GANESH RESIDENCY, NO:7, BALAKRISHNA RAO ROAD, CHAMARAJPURAM, MYSURU | [18 empty] | 1 |  | DG | 1 | 15 | 15 | CONSUMER | DEI
413 | DGD-114 | SMT. M.V.KIRAN, KIRAN MANSION, 646, CHAMARAJA DOUBLE ROAD, MYSURU | [18 empty] | 1 |  | DG | 1 | 35 | 35 | CONSUMER | DEI
414 | DGD-115 | GEMINI DISTILLERIES PVT. Ltd., CHAMARAJANAGAR ROAD, @PUMP HOUSE, NANJANGUD | [20 empty] | DG | 1 | 125 | 125 | CONSUMER | DEI
415 | DGD-116 | THE DIVISIONAL CONTROLLER, KSRTC DIVISION BUS DEPOT, MYSURU DIVISIN, NANJANGUD | [20 empty] | DG | 1 | 65 | 65 | CONSUMER | DEI
416 | DGD-117 | ANITHA ROOPKUMAR, NO:1595, DEVIKRUPA, N.S.ROAD, MYSURU | [18 empty] | 1 |  | DG | 1 | 45 | 45 | CONSUMER | DEI
417 | DGD-118 | COUNTRY CLUB, NO.264, BELWATHA VILLAGE, BM ROAD, MYSURU | [20 empty] | DG | 1 | 63 | 63 | CONSUMER | DEI
418 | DGD-119 | MRC EYE HOSPITAL, VINAYA MARGA, SIDDARTHA LAYOUT, MYSURU | [20 empty] | DG | 1 | 40 | 40 | CONSUMER | DEI
419 | [22 empty] | DG | 1 | 35 | 35 | CONSUMER | DEI
420 | DGD-120 | SANKALPA PRABHU APARTMENTS, BEHIND HARDWICK SCHOOL, D.SUBBAIAH ROAD, MYSURU | [18 empty] | 1 |  | DG | 1 | 20 | 20 | CONSUMER | DEI
421 | DGD-121 | M/S COFFEE DAY GLOBAL LIMITED, CAFE COFFEE DAY, NO:235/B, SY.NO:138/1P1, CHAMUNDI TOWNSHIP, NANJANGUD. | [20 empty] | DG | 1 | 62.5 | 62.5 | CONSUMER | DEI
422 | DGD-122 | MANGALORE GANESH BEEDI WORKS,VINOBA ROAD,MYSURU. | [20 empty] | DG | 1 | 15 | 15 | CONSUMER | DEI
423 | DGD-123 | M/S MAHANANDI FITNESS SOLUTIONS, MAHANANDI COMPLEX, NO: 41, 1st FLOOR, NAZARBAD, MYSURU. | [20 empty] | DG | 1 | 15 | 15 | CONSUMER | DEI
424 | DGD-124 | M/S AXIS BANK LTD., NO: 825, 13TH ‘A’ CROSS, SIDDHARTHA LAYOUT, NAZARBAD MOHALLA, MYSURU. | [20 empty] | DG | 1 | 30 | 30 | CONSUMER | DEI
425 | DGD-125 | JSS INSTITUIONS @ FREE EDUCATION SCHOOL, SUTTUR, NANJANGUD TALUK, MYSURU DISTRICT. | [20 empty] | DG | 1 | 100 | 100 | CONSUMER | DEI
426 | DGD-126 | SRI.J.ANANTHA THANTHRI, M/S AISHWARYA RESIDENCY, NO:2932/L-4/1, WEST CROSS, ASHOKA ROAD, LASHKAR MYSURU. | [18 empty] | 1 |  | DG | 1 | 45 | 45 | CONSUMER | DEI
427 | DGD-127 | SUDHABDHI DEVELOPERS LTD., NO. 27/K, INDUSTRIAL SUBURB, 3RD STAGE, MYSURU. | [18 empty] | 2 |  | DG | 1 | 125 | 125 | CONSUMER | DEI
428 | DGD-128 | M/S CHANDRAVIHAR KALYANA MANTAPA, SURAKSHA ENTERPRISES, NO: 9 & 9A, INDUSTRIAL SUBURB, VISHWESHWARANAGAR, MYSURU. | [20 empty] | DG | 1 | 30 | 30 | CONSUMER | DEI
429 | DGD-129 | SANKALPA SAROVAR APARTMENTS, NO:25, KHILLE MOHALLA, INDUSTRIAL SUBURB 3RD STAGE, MYSURU. | [18 empty] | 1 |  | DG | 1 | 50 | 50 | CONSUMER | DEI
430 | DGD-130 | SRI.M.SHIVAKUMAR, NO: 39 & 40, UNNATHINAGAR, BELAVATHA VILLAGE, KASABA HOBLI, MYSURU. | [20 empty] | DG | 1 | 40 | 40 | CONSUMER | DEI
431 | DGD-131 | JOSE ALUKKAS JEWELLERY, NO:2724/B, NEW NO:L-43/B, B.N.ROAD, LASHKAR MOHALLA, MYSURU | [20 empty] | DG | 1 | 100 | 100 | CONSUMER | DEI
432 | DGD-132 | UNILOG CONTENT SLOUTIONS, NO:578/1, SRI SAI ARPITHA, 1ST FLOOR, D.SUBBAIAH ROAD, MYSURU | [20 empty] | DG | 1 | 62.5 | 62.5 | CONSUMER | DEI
433 | DGD-133 | KSIC SHOWROOM, ZOO MAIN ROAD, INDRANAGAR, MYSURU. | [20 empty] | DG | 1 | 25 | 25 | CONSUMER | DEI
434 | DGD-134 | THE MOTHER SUPERIOR,LITTLE SISTERS OF THE POOR, HOME FOR THE AGED, MAHADEVAPURA MAIN ROAD, GANDHINAGAR, MYSURU – 570 007. | [20 empty] | DG | 1 | 82.5 | 82.5 | CONSUMER | DEI
435 | DGD-135 | MR. GNANESHWAR.S (PROPRIETOR),M/S SUDHANVA INDUSTRIES, NO: 61/2, ALANAHALLI, BANNUR ROAD, MYSURU – 570 001 | [20 empty] | DG | 1 | 62.5 | 62.5 | CONSUMER | DEI
436 | DGD-136 | VRL MEDIA LTD., NO: 2954/1A, K.V.R PLAZA, CHAMUNDIPURAM CIRCLE, MYSURU. | [18 empty] | 1 |  | DG | 1 | 62.5 | 62.5 | CONSUMER | DEI
437 | DGD-137 | SRI. V.RAMESH S/o LATE N.P.VENKATESH, SRI SAIBABA COMFORTS, THYAGARAJA COLONY, OPPOSITE TO JSS DIPLOMA COLLEGE, NANJANGUD TOWN, NANJANGUD. | [20 empty] | DG | 1 | 62.5 | 62.5 | CONSUMER | DEI
438 | DGD-138 | FAB INDIA OVERSEAS (P) LTD., NO: 1028/3A, NEW NO: 19/1A, JAYALAKSHMIVILAS ROAD, MYSURU -05. | [20 empty] | DG | 1 | 40 | 40 | CONSUMER | DEI
439 | DGD-139 | SMT PADMA MOHAN.K.M. BANYAN TREE COMFORTS, NO:283, D-17, LAKSHMI VILAS ROAD, DEVARAJA MOHALLA, MYSURU. | [18 empty] | 1 |  | DG | 1 | 62.5 | 62.5 | CONSUMER | DEI
440 | DGD-140 | TRINETHRA SUPER RETAIL LIMITED, NO:2954, 2954/1A, NEXT TO KARNATAKA BANK, JLB ROAD, CHAMUNDIPURAM, K.R.MOHALLA, MYSURU. | [20 empty] | DG | 1 | 25 | 25 | CONSUMER | DEI
441 | DGD-141 | SHRI NANJUNDESHWARA BUILDINGS, NO:67/14, NEW NO:F-10, NEW SAYYAJI RAO ROAD, MYSURU. | [18 empty] | 1 |  | DG | 1 | 15 | 15 | CONSUMER | DEI
442 | DGD-142 | TATA MOTORS FINANCE LIMITED, NO:67/14, (F-10), 2ND FLOOR, NEW SAYYAJI RAO ROAD, KHILLE MOHALLA, NEAR AGRAHARA CIRCLE, MYSURU. | [20 empty] | DG | 1 | 40 | 40 | CONSUMER | DEI
443 | DGD-143 | GAYATHRI APARTMENTS, No:891,ABCD, NEW KANTHARAJARS ROAD, MYSURU | [18 empty] | 1 |  | DG | 1 | 20 | 20 | CONSUMER | DEI
444 | DGD-144 | ROYAL LAKSHMI APARTMENT, 923 & 924, NEW NO.CH-7, KANTHARAJ URS ROAD, LAXMIPURAM, MYSURU | [18 empty] | 1 |  | DG | 1 | 40 | 40 | CONSUMER | DEI
445 | DGD-145 | DAMDEN CITY SQUARE NELSON MANDELA ROAD, OPP: KSRTC BUS DEPOT, BANNIMANTAP, MYSURU. | [20 empty] | DG | 1 | 45 | 45 | CONSUMER | DEI
446 | DGD-146 | SANKALPA SERENE APARTMENTS, INDUSTRIAL SUBURB, MYSURU. | [18 empty] | 2 |  | DG | 1 | 125 | 125 | CONSUMER | DEI
447 | DGD-147 | SRI. V. MAHADEVA S/o LATE VENKATACHALA, SHREE MAHALAKSHMI SWEETS, OPPOSITE GOVT. GIRLS HIGH SCHOOL, 11TH CROSS, R.P.ROAD, NANJANGUD TOWN, NANJANGUD. | [20 empty] | DG | 1 | 30 | 30 | CONSUMER | DEI
448 | DGD-148 | RAJMAHAL DELUX LODGE, LAKSHMI VILLAS ROAD, NEAR JAGAMOHAN PALACE, MYSURU | [18 empty] | 1 |  | DG | 1 | 30 | 30 | CONSUMER | DEI
449 | DGD-149 | SRI VASAVI SHANTHIDHAMA PUBLIC CHARITABLE TRUST ®, ALANAHALLI EXTENSION, T.N.PURA ROAD, MYSURU. | [20 empty] | DG | 1 | 62.5 | 62.5 | CONSUMER | DEI
450 | DGD-150 | SRI B.N.LINGARAJU, S.R.NO.252/1, OPP K.R.MILL, OLD KESARE, B.M.ROAD,MYSURU. | [20 empty] | DG | 1 | 62.5 | 62.5 | CONSUMER | DEI
451 | DGD-151 | M/S SPALARGE COMMERCIAL PROPERTIES PVT LTD., NO. 2916/1, NEW NO. L-46, IRWIN ROAD, LASHKAR MOHALLA, MYSURU. | [18 empty] | 1 |  | DG | 1 | 70 | 70 | CONSUMER | DEI
452 | DGD-152 | M/S VEEKESY SANDALS (INDIA) PVT LTD., PLOT NO. 41, KIADB I/A, NANJANGUD, MYSURU-571302. | [20 empty] | DG | 1 | 62.5 | 62.5 | CONSUMER | DEI
453 | DGD-153 | DR.JYOTHI HEALTH CARE PVT LTD., NO. 22, BLOCK-8, DR.RAJAKUMAR ROAD, JSS LAYOUT, SHAKTHINAGAR POST, MYSURU- 570 029. | [18 empty] | 1 |  | DG | 1 | 100 | 100 | CONSUMER | DEI
454 | DGD-154 | DR.N.SRIRAM, M/S BHAGWAN PATHOLOGY LABORATORY, NO. 116, NEW NO. 29/A, 5TH CROSS, VINOBHA ROAD, SHIVARMPET, MYSURU. | [18 empty] | 1 |  | DG | 1 | 30 | 30 | CONSUMER | DEI
455 | DGD-155 | THE PARISH PRIEST, ST.JOSEPH'S CATHEDRAL, ST.PHILOMENA'S CHURCH, MYSURU. | [20 empty] | DG | 1 | 82.5 | 82.5 | CONSUMER | DEI
456 | DGD-156 | AVISHKAR CORPORATION, "PRAKRUTHI DHAM" , # 939, 2ND MAIN, LAXMIPURAM, MYSURU-04. | [18 empty] | 2 |  | DG | 1 | 25 | 25 | CONSUMER | DEI
457 | DGD-157 | M/S PADMASHREE KALYANA MANTAPA, NO. 5, BANNIMANTAP 'B' LAYOUT, MYSURU-BANG ROAD, MYSURU. | [20 empty] | DG | 1 | 62.5 | 62.5 | CONSUMER | DEI
458 | DGD-158 | THE MANAGER, " NALPAK RESTAURANT", DEEWAN'S ROAD, DEVARAJA MOHALLA, MYSURU. | [20 empty] | DG | 1 | 15 | 15 | CONSUMER | DEI
459 | DGD-159 | CROSS FIELD INDUSTRIES, # 15-d, 3RD STAGE, INDUSTRIAL SUBURB, MYSURU-08. | [20 empty] | DG | 1 | 30 | 30 | CONSUMER | DEI
460 | DGD-160 | ASSOCIATED CEMENT COMPONENTS, # 5/2, 2ND STAGE, INDUSTRIAL SUBURB, MYSURU-08. | [20 empty] | DG | 1 | 30 | 30 | CONSUMER | DEI
461 | DGD-161 | THE SECREATRY, LAKSHMIPURAM SPORTS CLUB, NO. 940, 2ND MAIN, LAKSHMIPURAM, MYSURU. | [20 empty] | DG | 1 | 62.5 | 62.5 | CONSUMER | DEI
462 | DGD-162 | THE AEE(ELE), PWD S/D, MYSURU @ "MINI VIDHANA SOUDHA", NAZARBAD MOHALLA, MYSURU. | [18 empty] | 1 |  | DG | 1 | 125 | 125 | CONSUMER | DEI
463 | DGD-163 | SRI.V.K.SHANKRAIAH, #4, RAJENDRA NAGAR MAIN ROAD, MYSURU-07 | [18 empty] | 1 |  | DG | 1 | 63 | 63 | CONSUMER | DEI
464 | DGD-164 | SRI BALAJI ASSOCIATES, NEELAKANTANAGAR, OOTY ROAD, NANJANGUD TALUK, MYSURU DISTRICT. | [20 empty] | DG | 1 | 62.5 | 62.5 | CONSUMER | DEI
465 | DGD-165 | AEE, CNNL, ELECTRICAL S/D, MYSURU. CADA BUILDING, NEW SAYYAJI RAO ROAD, MYSURU. | [20 empty] | DG | 1 | 50 | 50 | CONSUMER | DEI
466 | DGD-166 | PRISON TRAINING INSTITUTE, ASHOKA ROAD, NEAR CENTRAL JAIL, RAJIVNAGAR, MYSURU-19. | [20 empty] | DG | 1 | 30 | 30 | CONSUMER | DEI
467 | DGD-167 | M/S ACME AUTOGAS, NO: 4, ABBA RAOD, LASHKAR MOHALLA, MYSURU. | [20 empty] | DG | 1 | 30 | 30 | CONSUMER | DEI
468 | DGD-168 | THE DIRECTOR PRODUCTION, R & D, M/S SADVAIDYASLA PVT LTD., 13TH CROSS, M.G.S ROAD, NANJANGUD. | [20 empty] | DG | 1 | 35 | 35 | CONSUMER | DEI
469 | DGD-169 | GOWRI SHANKAR NURSING HOME, ASST. NO. 3433/B, 3292/13, 3433/D, 3292/D, MGR ROAD, NANJANGUD TOWN, MYSURU DISTRICT. | [18 empty] | 1 |  | DG | 1 | 25 | 25 | CONSUMER | DEI
470 | DGD-170 | SHELL INDIA MARKETS PVT LTD., # 1131/11-F20 & 1131/11-F20/1, MANADAWADI ROAD, OPP: NIE COLLEGE, MYSURU-08. | [20 empty] | DG | 1 | 40 | 40 | CONSUMER | DEI
471 | DGD-171 | AISHWARYA SUITES, NO: 3844/3, HAJI ALI COMPLEX, NEW BAMBOO BAZAAR, MYSURU. | [20 empty] | DG | 1 | 45 | 45 | CONSUMER | DEI
472 | DGD-172 | SRI VENTURES LAND DEVELOPERS(P) LIMITED,SRI DHAARA, NO. 57/58, VISWESHWARANAGAR, INDUSTRIAL SUBURB, MYSURU 570008. | [20 empty] | DG | 1 | 125 | 125 | CONSUMER | DEI
473 | DGD-173 | SHRI SHIVANNA, NO:2898/1, KESHAVA IYENGAR ROAD, HALLADAKERI, MYSURU. | [18 empty] | 1 |  | DG | 1 | 35 | 35 | CONSUMER | DEI
474 | DGD-174 | BRIGADE ENTERPRISES LIMITED, BRIGADE SPARKLE, SY.NO:18/1, 18/2 & 16B, INDUSTRILA LAYOUT, 3RD STAGE, KHILLE MOHALLA, VISWESWARANAGAR, MYSURU. | [18 empty] | 14 |  | DG | 1 | 160 | 160 | CONSUMER | DEI
475 | [22 empty] | DG | 1 | 140 | 140 | CONSUMER | DEI
476 | DGD-175 | SRI SAYYED AKRAM, M/S S.A. TOURIST HOME, OPP: VETERNARY HOSPITAL, BADEMAKAN, N.R.MOHALLA, MYSURU. | [20 empty] | DG | 1 | 30 | 30 | CONSUMER | DEI
477 | DGD-176 | M/S SUPREEM PHARMACEUTICALS, #73, 74 & 48P-1, KIADB I/A, NANJANGUD. | [20 empty] | DG | 1 | 63 | 63 | CONSUMER | DEI
478 | DGD-177 | SRI MANJUNATH.N, M/S SUMUKH FARM, BHUGATHAGALLI VILLAGE, BANNUR ROAD, MYSURU TALUK & DISTRICT. | [20 empty] | DG | 1 | 30 | 30 | CONSUMER | DEI
479 | DGD-178 | THE EXECUTIVE OFFICER, CHAMUNDESHWARI TEMPLE, DEWAN POORNAIAH CHOULTRY, NEAR JSS HOAPITAL, MYSURU. | [20 empty] | DG | 1 | 50 | 50 | CONSUMER | DEI
480 | DGD-179 | THE MANAGING DIRECTOR, M/S P.U.QUALITY WALK PVT. LTD., PLOT NO. 36, KADAKOLA I/A, MYSURU. | [20 empty] | DG | 1 | 82.5 | 82.5 | CONSUMER | DEI
481 | DGD-180 | M/S LATHA RAMASWAMY BHAVAN, "ASHVIN", NO. 2930/1, (K23), JLB ROAD, CHAMUNDIPURAM, MYSURU. | [20 empty] | DG | 1 | 15 | 15 | CONSUMER | DEI
482 | [22 empty] | DG | 1 | 40 | 40 | CONSUMER | DEI
483 | DGD-181 | SRI CHANDRASHEKAR RAO, #11, 'A' BLOCK, 1ST STAGE, J.P.NAGAR, MYSURU. | [20 empty] | DG | 1 | 45 | 45 | CONSUMER | DEI
484 | DGD-182 | SRI.M.C.SHIVANNA, "SONIYA FOOD PRODUCTS", SITE NO. 40/D1, 2ND STAGE, INDUSTRIAL SUBURB, MYSURU. | [20 empty] | DG | 1 | 30 | 30 | CONSUMER | DEI
485 | DGD-183 | M/S METROPOLITAN MEDIA COMPANY LTD., NO. 1130/4, (NEW NO. 1),PRINCE OF WALK ROAD, CHAMARAJ MOHALLA, MYSURU. | [20 empty] | DG | 1 | 62.5 | 62.5 | CONSUMER | DEI
486 | DGD-184 | SRI BHARAT PATEL, "ASHAPURA WOOD INDUSTRIES", NANJANGUD I/A, NANJANGUD TALUK. | [20 empty] | DG | 1 | 63 | 63 | CONSUMER | DEI
487 | DGD-185 | SRI SHRISHTI APARTMENT, NO. 1023, JAYALAKSHMI ROAD, CHAMARAJAPURAM, MYSURU. | [20 empty] | DG | 1 | 20 | 20 | CONSUMER | DEI
488 | DGD-186 | THE BRANCH MANAGER, KARNATAKA BANK LTD., NAZARBAD BRANCH, NO. 1, MAHALAKSHMI KRUPA, ZOOGARDEN ROAD, NAZARBAD, MYSURU. | [20 empty] | DG | 1 | 15 | 15 | CONSUMER | DEI
489 | DGD-187 | SRI SYED ZUBAIR.R, M/S NIHA INDUSTRIES, HORKERI BEEDI, BANNUR, T.NARASIPURA TALUK. | [20 empty] | DG | 1 | 82.5 | 82.5 | CONSUMER | DEI
490 | DGD-188 | SRI.B.N.GOVINDARAJU S/O NARASEGOWDA, N0: 1172, THANDAVAPURA, OOTY ROAD, NANJANGUD. | [20 empty] | DG | 1 | 35 | 35 | CONSUMER | DEI
491 | DGD-189 | M/S JOINT DIRECTOR, M/S KMF TRAINING CENTER, MYSORE UNIT, LALITHAMAHAL NAGAR, ALANAHALLI POST, MYSURU. | [20 empty] | DG | 1 | 62.5 | 62.5 | CONSUMER | DEI
492 | DGD-190 | SRI.SHIVANNA, N0:23/C,3RD STAGE, INDUSTRIAL SUBURB, MYSURU (PARVATHI HULIYAMMA CHOULTRY) | [20 empty] | DG | 1 | 125 | 125 | CONSUMER | DEI
493 | DGD-191 | M/S NARAYANA HEALTH CLINIC, N0:1261/A, D 80 A & 1262,D-80/1, DEVARAJA MOHALLA, VINOBHA ROAD, SHIVARAMPETE, MYSURU | [18 empty] | 1 |  | DG | 1 | 82.5 | 82.5 | CONSUMER | DEI
494 | DGD-192 | THE PROPRIETOR, M/S MASSON POLYMER IN DUSTRIES, NO:6/1, BANNIMANTAP 'A' BLOCK, 5TH CROSS, MYSURU | [20 empty] | DG | 1 | 62.5 | 62.5 | CONSUMER | DEI
495 | DGD-193 | SRI.R.SHRIDHAR, SY. NO. 4/2, ALANAHALLI, MYSURU. | [20 empty] | DG | 1 | 180 | 180 | CONSUMER | DEI
496 | DGD-194 | THE STATION HEAD, M/S KAL RADIO LIMITED, NO:19/1A, II FLOOR, JAYALAKSHMI VILAS ROAD, CHAMARAJAPURAM, MYSURU. | [20 empty] | DG | 1 | 82.5 | 82.5 | CONSUMER | DEI
497 | DGD-195 | THE PRINCIPAL, MAHARANIS ARTS COLLEGE FOR WOMEN, JLB ROAD, MYSURU. | [20 empty] | DG | 1 | 160 | 160 | CONSUMER | DEI
498 | DGD-196 | RITZ HOTEL, NO:12, REGENCY THEATRE, LOKARANJAN MAHAL ROAD, MYSURU | [20 empty] | DG | 1 | 20 | 20 | CONSUMER | DEI
499 | DGD-197 | RELIANCE JIO INFOCOM LIMITED, NO:297, HARI LAXMI TOWER, LAXMI VILAS ROAD, DEVARAJA MOHALLA, MYSURU | [20 empty] | DG | 1 | 40 | 40 | CONSUMER | DEI
500 | DGD-198 | SRI.N.D.MANOJ KUMAR, NO:1515/1, D-21/1, RAJKAMAL TALKIES ROAD, DEVARAJ MOHALLA, MYSURU | [20 empty] | DG | 1 | 62.5 | 62.5 | CONSUMER | DEI
501 | DGD-199 | M/S CHAITANYA MATERNITY & FERTILITY CENTRE, NO. 458/A, VINAYA MARGA, SIDDARTHANAGAR, MYSURU. | [20 empty] | DG | 1 | 27.5 | 27.5 | CONSUMER | DEI
502 | DGD-200 | DR.S.ANIL KUMAR, THE PROPRIETOR, M/S VILLAGE RESORT,NO: 106/1, NANJANGUD ROAD, MYSURU | [20 empty] | DG | 1 | 50 | 50 | CONSUMER | DEI
503 | DGD-201 | M/S N.RANGA RAO & SONS PRIVATE LIMITED,"SMR RICE MILL COMPOND", ALGUD VILLAGE,T.NARSIPURA TALUK, MYSURU DISTRICT | [20 empty] | DG | 1 | 62.5 | 62.5 | CONSUMER | DEI
504 | DGD-202 | THE PRINCIPAL, DISTRICT & SESSIONS JUDGE, MYSURU,"NYAYA NIVAS, DEVARAJA MOHALLA, MYSURU | [20 empty] | DG | 1 | 62.5 | 62.5 | CONSUMER | DEI
505 | DGD-203 | M/S PRERANA MOTORS(P) LIMITED, NO:61/2,ALANAHALLI LAYOUT,MYSURU-BANNUR ROAD, MYSURU | [20 empty] | DG | 1 | 40 | 40 | CONSUMER | DEI
506 | DGD-204 | SRI SUBRAMANYA INDUSTRIES, NO:19/6,VISHVESHWARANAGAR, INDUSTRIAL SUBURB,MYSURU | [20 empty] | DG | 1 | 40 | 40 | CONSUMER | DEI
507 | DGD-205 | THE EXECUTIVE ENGINEER, THE MYSURU & CHAMARAJANAGAR DISTRICT CO-OPERATIVE CENTRAL BANK LIMITED,ASHOKA ROAD,NEHRU CIRCLE, MYSURU | [20 empty] | DG | 1 | 50 | 50 | CONSUMER | DEI
508 | [22 empty] | DG | 1 | 35 | 35 | CONSUMER | DEI
509 | DGD-206 | M/S GRASS ROOTS BPO PVT LTD., 1ST FLOOR, PDR ATRIUM, NO. 1028/2, NEW NO- 1028/38, CH-19, CH-19/1, CH-19/1A, JAYALAKSHMI VILAS ROAD, MYSURU 570004. | [20 empty] | DG | 1 | 125 | 125 | CONSUMER | DEI
510 | DGD-207 | M/S VEEKESY SANDALS (INDIA) PVT LTD., PLOT NO. 36-P1, KIADB I/A, NANJANGUD, MYSURU | [20 empty] | DG | 1 | 100 | 100 | CONSUMER | DEI
511 | DGD-208 | SRI.GURUSWAMY S/O MAHADEVAPPA, SRI MAHALINGESHWARA RICE MILL, SY NO:40/7,KUMBRAHALLI VILLAGE, MARIGOWDANAHUNDI CIRCLE, MYSURU | [20 empty] | DG | 1 | 82.5 | 82.5 | CONSUMER | DEI
512 | DGD-209 | M/S SRINIVASA CONVENTION HALL, THIRUMAKUDALU,PITEELU CHOWDAIAH HALL/CIRCLE,T.NARSIPURA TALUK,MYSURU DISTRICT | [20 empty] | DG | 1 | 35 | 35 | CONSUMER | DEI
513 | DGD-210 | MYSURU BOX PRIVATE LIMITED, NO:61, NACHANAHALLI PALYA, MANANDAVADI ROAD, MYSURU-8 | [20 empty] | DG | 1 | 45 | 45 | CONSUMER | DEI
514 | [22 empty] | DG | 1 | 15 | 15 | CONSUMER | DEI
515 | DGD-211 | THE PROPRIETOR, M/S HIMANSI BUILDERS, NO:11, BUDDHA MARGA, SIDDHARTHA LAYOUT, MYSURU | [18 empty] | 1 |  | DG | 1 | 40 | 40 | CONSUMER | DEI
516 | DGD-212 | SRI SHIVAKUMAR, M/S MAHALAKSHMI SWEETS C/O SILVER TOWER COMPLEX,ASHOKA ROAD, INFRONT OF BIG CLOCK TOWER, MYSURU | [20 empty] | DG | 1 | 20 | 20 | CONSUMER | DEI
517 | DGD-213 | M/S MADEENA ATN SAW MILL, NO:302/5 & 302/6, KALALE VILLAGE, NANJANGUD | [20 empty] | DG | 1 | 62.5 | 62.5 | CONSUMER | DEI
518 | DGD-214 | M/S VEEKESY SANDALS(INDIA) PRIVATE LIMITED, PLOT NO:35, KIADB INDUTRIAL AREA, NANJANGUD | [20 empty] | DG | 1 | 100 | 100 | CONSUMER | DEI
519 | DGD-215 | SMT.K.N LAKSHMIKANTHAMMA," SRI BALAJI HOME COMFORTS LODGING", NEXT TO INDIAN OIL PETROL BUNK, NEAR HULLAHALLI CIRCLE,OOTY ROAD, NANJANGUD. | [20 empty] | DG | 1 | 40 | 40 | CONSUMER | DEI
520 | MSBN-1 | Akanksha Residency, New SAYYAJI Rao Road, Bamboo Bazar, MYSURU. | [12 empty] | 1 | 1 |  |  |  |  | 2 |  | DG | 1 | 40 | 40 | CONSUMER | DEI
521 | MSBN-2 | AYODHYA LODGE, BANGALORE-NILAGIRIS ROAD, MYSURU | [12 empty] | 1 | 1 |  |  |  |  | 1 |  | DG | 1 | 82.5 | 82.5 | CONSUMER | DEI
522 | MSBN-3 | BRIGADE SPLENDOUR, NO.1319/7-A, NEW NO.23/1, NAZARBAD MOHALLA, LALITH MAHAL PALACE ROAD, MYSURU | [12 empty] | 1 | 1 |  |  |  |  | 2 |  | DG | 1 | 140 | 140 | CONSUMER | DEI
523 | MSBN-4 | CHAMUNDESWARI APARTMENTS, 466/1A, LAXMIPURAM, JLB ROAD, MYSURU | [12 empty] | 1 | 1 |  |  |  |  | 1 |  | DG | 1 | 15 | 15 | CONSUMER | DEI
524 | MSBN-5 | CHANDRA PALACE, K.T.STREET, LASHKAR MOHALLA, MYSURU. | [12 empty] | 1 | 1 |  |  |  |  | 1 |  | DG | 1 | 62.5 | 62.5 | CONSUMER | DEI
525 | MSBN-6 | DARSHAN PALACE, LOKARANJAN MAHAL ROAD, NAZARBAD, MYSURU | [12 empty] | 1 | 1 |  |  |  |  | 1 |  | DG | 1 | 25 | 25 | CONSUMER | DEI
526 | MSBN-7 | DIAMOND ENCLAVE APARTMENTS OWNERS ASSOCIATION, NO.1028, CH-22, JAYALAKSHMI VILAS ROAD, CHAMARAJA MOHALLA, MYSURU | [12 empty] | 1 | 1 |  |  |  |  | 1 |  | DG | 1 | 20 | 20 | CONSUMER | DEI
527 | MSBN-8 | GOVARDHAN APARTMENTS, NO.913, 1ST MAIN, LAKSHMIPURAM, MYSURU | [12 empty] | 1 | 1 |  |  |  |  | 1 |  | DG | 1 | 25 | 25 | CONSUMER | DEI
528 | MSBN-9 | GUPTHA LODGE, L-252/B, ASHOKA ROAD, MYSURU | [12 empty] | 1 | 1 |  |  |  |  | 1 |  | DG | 1 | 20 | 20 | CONSUMER | DEI
529 | MSBN-10 | HOTEL AASHRAYA BOARDING AND LODGING, DHANVANTRI ROAD, MYSURU-1 | [12 empty] | 1 | 1 |  |  |  |  | 1 | [5 empty] | CONSUMER | DEI
530 | MSBN-11 | HOTEL ANUGRAHA THEJASWI COMPLEX, 771, NEW SAYYAJI RAO ROAD, MYSURU | [12 empty] | 1 | 1 |  |  |  |  | 1 | [5 empty] | CONSUMER | DEI
531 | MSBN-12 | HOTEL CHALUKYA INTERNATIONAL, SHIVARAMPET, MYSURU | [12 empty] | 1 | 1 |  |  |  |  | 1 |  | DG | 1 | 25 | 25 | CONSUMER | DEI
532 | MSBN-13 | SRI.T.N.HARIN NANJARAJE URS, GPA HOLDER SAMPATH LAL KOTHARI, PROPERTY NO: 579/1, CH-45/1( OLD NO:579), SHESHADRI IYER ROAD, CHAMARAJA MOHALLA, MYSURU | [12 empty] | 1 | 1 |  |  |  |  | 1 | [5 empty] | CONSUMER | DEI
533 | MSBN-14 | HOTEL LUCIYA INTERNATIONAL URS COMPLEX, SARDAR PATEL ROAD, MYSURU | [12 empty] | 1 | 1 |  |  |  |  | 1 |  | DG | 1 | 40 | 40 | CONSUMER | DEI
534 | MSBN-15 | HOTEL PALACE PLAZA, SRI HARSHA ROAD, MYSURU | [12 empty] | 1 | 1 |  |  |  |  | 1 |  | DG | 1 | 82.5 | 82.5 | CONSUMER | DEI
535 | [22 empty] | DG | 1 | 20 | 20 | CONSUMER | DEI
536 | MSBN-16 | BHAVANA APARTMENTS, NEW SAYYAJI RAO ROAD, MYSURU | [12 empty] | 1 | 1 |  |  |  |  | 1 | [5 empty] | CONSUMER | DEI
537 | MSBN-17 | HOTEL SWAGATH, SRINIVASA PLAZA, 33/A, D.D.URS ROAD, MYSURU | [12 empty] | 1 | 1 |  |  |  |  | 1 |  | DG | 1 | 20 | 20 | CONSUMER | DEI
538 | MSBN-18 | HOTEL VIJAY, SAYYAJI RAO ROAD, MYSURU | [12 empty] | 1 | 1 |  |  |  |  | 1 |  | DG | 1 | 25 | 25 | CONSUMER | DEI
539 | MSBN-19 | SRI MANJUNATH (GPA HOLDER), NO: 909/2, CH-17, 1ST MAIN ROAD, LAKSHMIPURAM, MYSURU | [12 empty] | 1 | 1 |  |  |  |  | 1 | [5 empty] | CONSUMER | DEI
540 | MSBN-20 | MANASA ENCLAVE APARTMENT, NO.920/A&B, CH-8 & CH-9/A, GOPALASWAMY SHISHUVILAS ROAD, LAKSHMIPURAM, CHAMARAJA MOHALLA, MYSURU | [12 empty] | 1 | 1 |  |  |  |  | 1 |  | DG | 1 | 45 | 45 | CONSUMER | DEI
541 | MSBN-21 | MAURYA PALACE, No:2716, 2-3-7, SRI HARSHA ROAD, MYSURU. | [12 empty] | 1 | 1 |  |  |  |  | 1 |  | DG | 1 | 100 | 100 | CONSUMER | DEI
542 | MSBN-22 | MBM LEHAR COMPLEX, NEW SAYYAJI RAO ROAD, MYSURU | [12 empty] | 1 | 1 |  |  |  |  | 1 | [5 empty] | CONSUMER | DEI
543 | MSBN-23 | MERIDIAN APARTMENTS, NO.1029, GEETHA ROAD, C.R.PURAM, MYSURU | [12 empty] | 1 | 1 |  |  |  |  | 1 | [5 empty] | CONSUMER | DEI
544 | MSBN-24 | MTR DELUX LODGE, NO.2901, HALLADAKERI, MYSURU | [12 empty] | 1 | 1 |  |  |  |  | 1 |  | DG | 1 | 30 | 30 | CONSUMER | DEI
545 | MSBN-25 | MTR YATRI NIVAAS LODGING, 2747, HALLDAKERI, MYSURU | [12 empty] | 1 | 1 |  |  |  |  | 1 |  | DG | 1 | 30 | 30 | CONSUMER | DEI
546 | MSBN-26 | NANDANA APARTMENTS, NO.902, LAXMIPURAM, 1ST MAIN, MYSURU | [12 empty] | 1 | 1 |  |  |  |  | 1 |  | DG | 1 | 25 | 25 | CONSUMER | DEI
547 | MSBN-27 | P.L.VASANTHI, SRI NANDINI LODGE, IRWINS ROAD, MYSURU | [12 empty] | 1 | 1 | [6 empty] | DG | 1 | 25 | 25 | CONSUMER | DEI
548 | MSBN-28 | PREMIER RESIDENCY APARTMENTS, 314, DEWANS ROAD, DEVRAJ MOHALLA, MYSURU | [12 empty] | 1 | 1 |  |  |  |  | 2 |  | DG | 1 | 45 | 45 | CONSUMER | DEI
549 | MSBN-29 | PRITHVI APARTMENTS, NO.900, 900/1, 1A, LAKSHMIPURAM, MYSURU | [12 empty] | 1 | 1 |  |  |  |  | 1 |  | DG | 1 | 62.5 | 62.5 | CONSUMER | DEI
550 | MSBN-30 | DR.POORNIMA W/O DR.A.YATHIRAJ, NO:6/A, ALANAHALLI LAYOUT, T.NARASIPURA MAIN ROAD, MYSURU. | [12 empty] | 1 | 1 |  |  |  |  | 1 |  | DG | 1 | 82.5 | 82.5 | CONSUMER | DEI
551 | MSBN-31 | RAJDHANI GROUP OF HOTELS, B.N.ROAD, MYSURU | [12 empty] | 1 | 1 |  |  |  |  | 1 | [5 empty] | CONSUMER | DEI
552 | MSBN-32 | RMV ELEGANCE, INDUSTRIAL SUBURB, VISHWESHWARANAGAR, MYSURU | [12 empty] | 1 | 1 |  |  |  |  | 1 |  | DG | 1 | 30 | 30 | CONSUMER | DEI
553 | MSBN-33 | SRI H.M.VENKATESH, SIRI SINCHANA, NO:61, 2ND STAGE, INDUSTRIAL SUBURB, MYSURU. | [12 empty] | 1 | 1 |  |  |  |  | 1 |  | DG | 1 | 62.5 | 62.5 | CONSUMER | DEI
554 | MSBN-34 | SAI JAYA DURGA APARTMENT, NO.920/1, CH-21, 1ST MAIN, LAKSHMIPURAM, CHAMARAJA MOHALLA, MYSURU | [12 empty] | 1 | 1 |  |  |  |  | 1 | [5 empty] | CONSUMER | DEI
555 | MSBN-35 | SANKALPA APARTMENTS, NO.41, NEW SAYYAJI RAO ROAD, MYSURU | [12 empty] | 1 | 1 | [10 empty] | CONSUMER | DEI
556 | MSBN-36 | SANKALPA BASANT No:40, 41, 3RD STAGE,INDUSTRIAL SUBURB, VIDYARANYAPURAM, MYSURU. | [12 empty] | 1 | 2 |  |  |  |  | 2 |  | DG | 1 | 62.5 | 62.5 | CONSUMER | DEI
557 | MSBN-37 | SANKALPA ENCLAVE APARTMENT, NO.878/4-5, DEWANS ROAD, LAXMIPURAM, MYSURU | [12 empty] | 1 | 1 |  |  |  |  | 1 |  | DG | 1 | 25 | 25 | CONSUMER | DEI
558 | MSBN-38 | SANKALPA MANIMANDIRA APARTMENTS, NO.959, CH-9, 2/3/4, DEEWANS ROAD, MYSURU | [12 empty] | 1 | 3 |  |  |  |  | 3 |  | DG | 1 | 50 | 50 | CONSUMER | DEI
559 | MSBN-39 | SANKALPA PARVATHI, 1028/2, JAYALAXMI ROAD, CHAMARAJPURAM, MYSURU | [12 empty] | 1 | 1 |  |  |  |  | 1 |  | DG | 1 | 20 | 20 | CONSUMER | DEI
560 | MSBN-40 | SHIVAGURU COMFORTS, HALLADKERI, MYSURU. | [12 empty] | 1 | 1 | [6 empty] | DG | 1 | 15 | 15 | CONSUMER | DEI
561 | MSBN-41 | SHREE SUMATHINATH JAIN(MAHAVEER BHAVAN), 2748/5, CHANDRA GUPTHA ROAD, LASHKAR MOHALLA, MYSURU | [12 empty] | 1 | 1 |  |  |  |  | 1 |  | DG | 1 | 40 | 40 | CONSUMER | DEI
562 | MSBN-42 | SMT, SARASWATHI KRISHNAMURTY, NO:28/C, III STAGE, INDUSTRIAL SUBURB, MYSURU 570 008. | [12 empty] | 1 | 1 |  |  |  |  | 2 | [5 empty] | CONSUMER | DEI
563 | MSBN-43 | SMT.RENUKA M/S PREETHI HOME, NO:1432/BCD, SUBBAIAHA ROAD, DEVARAJA MOHALLA, MYSURU. | [12 empty] | 1 | 1 | [6 empty] | DG | 1 | 63 | 63 | CONSUMER | DEI
564 | MSBN-44 | SRI BELLAM RAVICHANDRA & OTHERS, GPA BVL ESTATES, NO:4, BLOCK-K5, KURUBARAHALLI CROSS, KC LAYOUT, MYSURU. | [12 empty] | 1 | 1 |  |  |  |  | 1 |  | DG | 1 | 62.5 | 62.5 | CONSUMER | DEI
565 | MSBN-45 | SRI HANSRAJ URS @ No:4624/A,B,D & E, SHIVAJI ROAD, 6TH CROSS, N.R.MOHALLA, MYSURU | [12 empty] | 1 | 1 |  |  |  |  | 1 |  | DG | 1 | 15 | 15 | CONSUMER | DEI
566 | MSBN-46 | SRI. B. DHANMAL DARLA & BROTHERS, 2256/03, NEW NO: D10/B, VINOBHA ROAD, DEVARAJA MOHLLA, MYSURU. | [12 empty] | 1 | 1 | [10 empty] | CONSUMER | DEI
567 | MSBN-47 | SRI.HARI APARTMENTS, NO.1041, DEVA PARTHEEVA ROAD, CHAMARAJPURAM, MYSURU | [12 empty] | 1 | 1 |  |  |  |  | 1 |  | DG | 1 | 25 | 25 | CONSUMER | DEI
568 | MSBN-48 | SRI.MURALIDHARA, M/S FOUNDATIONS PRIME & PRIDE, III STAGE, INDUSTRIAL SUBURB, FORT MOHALLA, MYSURU. | [12 empty] | 1 | 2 |  |  |  |  | 2 |  | DG | 1 | 30 | 30 | CONSUMER | DEI
569 | [22 empty] | DG | 1 | 30 | 30 | CONSUMER | DEI
570 | MSBN-49 | SUNDAR ARCADE, OPP. SUBASH BUS STAND, B.N.ROAD, MYSURU | [12 empty] | 1 | 1 |  |  |  |  | 1 |  | DG | 1 | 40 | 40 | CONSUMER | DEI
571 | MSBN-50 | TAPOVAN ENCLAVE APARTMENTS, 28/1, VISHWESWARANAGAR III STAGE, INDUSTRIAL UBRUB, MYSURU | [12 empty] | 1 | 5 |  |  |  |  | 5 |  | DG | 1 | 82.5 | 82.5 | CONSUMER | DEI
572 | MSBN-51 | THE SECRETARY, SANKALPA MAHAL APARTMENT OWNERS ASSOCIATION, NO.1319/12, NEW NO.18, 1319/12B, 1018/A1, LALITHA MAHAL ROAD, MYSURU | [12 empty] | 1 | 1 |  |  |  |  | 2 |  | DG | 1 | 82.5 | 82.5 | CONSUMER | DEI
573 | MSBN-52 | THE VICEROY HOTEL, RAJENDRA ENTRPRISES, SRI HARSHA ROAD, MYSURU | [12 empty] | 1 | 1 |  |  |  |  | 1 |  | DG | 1 | 82.5 | 82.5 | CONSUMER | DEI
574 | MSBN-53 | TRIBHUVAN TOWERS, 1432/9, DEWANS ROAD, MYSURU | [12 empty] | 1 | 1 |  |  |  |  | 1 |  | DG |  |  |  | CONSUMER | DEI
575 | MSBN-54 | USHA KIRAN CHARITABLE TRUST (EYE HOSPITAL), DEEWANS ROAD, NEAR DOUBLE TANK, LAXMIPURAM, MYSURU | [12 empty] | 1 | 1 |  |  |  |  | 1 |  | DG | 1 | 25 | 25 | CONSUMER | DEI
576 | MSBN-55 | VARIETY COMPLEX, HOTEL ROYAL HERITAGE, B.N.ROAD, MYSURU | [12 empty] | 1 | 1 |  |  |  |  | 1 |  | DG | 1 | 30 | 30 | CONSUMER | DEI
577 | MSBN-56 | DR.VASUNDHARA DEVI (GPA) SITE NO:254/7D, NO:37/B, INDUSTRIAL SUBURB, 2ND STAGE, MYSURU. | [12 empty] | 1 | 1 |  |  |  |  | 1 |  | DG | 1 | 50 | 50 | CONSUMER | DEI
578 | MSBN-57 | SRI RAMANATHA GUPTHA BYSANI, (SAI BRINDAVAN) NO:63 & 64, INDUSTRIAL SUBURB, 2ND STAGE, MYSURU SOUTH, MYSURU. | [12 empty] | 1 | 1 |  |  |  |  | 2 |  | DG | 1 | 100 | 100 | CONSUMER | DEI
579 | MSBN-58 | F.N.INFRASTRUCTURE PRIVATE LIMITED, (FOUNDATION PRAKRUTHI) NO:81, INDUSTRIAL SUBURB, 2ND STAGE, VISWESWARANAGAR, MYSURU. | [12 empty] | 1 | 1 |  |  |  |  | 1 |  | DG | 1 | 30 | 30 | CONSUMER | DEI
580 | MSBN-59 | SRI.N.M.MURALIDHAR DIRECTOR(FOUNDATION SUDARSHANA) M/S F.N.INFRASTRUCTURE PVT. LTD., NO:42/E, 42/E1, 2ND STAGE, INDUSTRIAL SUBURB, VISWESWARANAGAR, MYSURU | [12 empty] | 1 | 1 | [6 empty] | DG | 1 | 30 | 30 | CONSUMER | DEI
581 | MSBN-60 | SRI.E.S.SHIVARAJ, KHATHA NO:140, JANJAR NO:130, HANCHYA SATHGALLI VILLAGE, MYSURU | [12 empty] | 1 | 1 | [10 empty] | CONSUMER | DEI
582 | MSBN-61 | SRI.V.NARAYANAPPA S/O VENKATAPPA,(SAI RESIDENCY) NO:507, ALANAHALLI VILLAGE, MYSURU TALUK | [12 empty] | 1 | 1 | [10 empty] | CONSUMER | DEI
583 | MSBN-62 | SRI PUNDALEEKA RAO, NO:1542 &1543, NEW NO: M-11 & M-12, SOPPINAKERI MAIN ROAD, MANDI MOHALLA, MYSURU | [12 empty] | 1 | 1 | [10 empty] | CONSUMER | DEI
584 | MSBN-63 | SRI.R.SATHYANARAYANA RAJU, SY NO:1173, 1173/1,KURUBAGERI, LASHKAR MOHALLA, MYSURU | [12 empty] | 1 | 1 | [10 empty] | CONSUMER | DEI
585 | MSBN-64 | SRI.K.MARISWAMY GOWDA, M/S CHAMUNDI BUILDERS, NO:113/3, ALANAHALLI VILLAGE,NEAR VIDYA VIKAS ENGINEERING COLLEGE, MYSURU | [12 empty] | 1 | 1 |  |  |  |  | 2 | [5 empty] | CONSUMER | DEI
586 | MSBN-65 | SRI.PRAKASH S/O SIDDEGOWDA, NO:827, 827/1, VINAYA MARGA, SIDDARTHA LAYOUT, MYSURU. | [12 empty] | 1 | 1 |  |  |  |  | 1 |  | DG | 1 | 40 | 40 | CONSUMER | DEI
587 | MSBN-66 | SRI.K.R.NARAYANA MURTHY, NO:289, 290/1, D-21/1, LAKSHMI VILAS ROAD, MYSURU. | [12 empty] | 1 | 1 | [10 empty] | CONSUMER | DEI
588 | MSBN-67 | SRI. KRISHNOJI RAO, NO:636, 636/A, 636/B,D-36,D-36/A, D-36/B, BEHIND DEVARAJA URS ROAD, GANGAMMA GUDI ROAD, SHANI TEMPLE STREET, DEVERAJA MOHALLA, MYSURU. | [12 empty] | 1 | 1 | [10 empty] | CONSUMER | DEI
589 | MSBN-68 | SMT.YASHODAMMA, MUNCIPLE NO:403, NEW NO:M-3, 2ND CROSS, VOKKALAGERI, MANDI MOHALLA, MYSURU. | [12 empty] | 1 | 1 | [10 empty] | CONSUMER | DEI
590 | MSBN-69 | SRI ANEES UR RAHAMAN, NO. 97/A, NEW No:L-32/1, 97/B, NEW No:L-32/2, 1ST CROSS, TANK ROAD, MODEL HOUSE BLOCK, N.R.MOHALLA, MYSURU. | [12 empty] | 1 | 1 | [10 empty] | CONSUMER | DEI
591 | MSBN-70 | SRI.B. SHAKEEL AHMED, NO:18, 2ND STAGE, GAYATHRIPURAM, MYSURU. | [12 empty] | 1 | 1 | [10 empty] | CONSUMER | DEI
592 | MSBN-71 | SRI.M.K. HARISH BABU, NO. 388, NEETHI MARGA, SIDDARTHA NAGAR, MYSURU. | [12 empty] | 1 | 1 | [10 empty] | CONSUMER | DEI
593 | MSBN-72 | HASMUKH JAIN, M/S PRITHVI INFRASTRUCTURE, JD & GPA HOLDER FOR PARASAIMAL DAK, NO:S-4, VINAYA MARGA, SIDDHARTHANAGAR, MYSURU | [12 empty] | 1 | 1 |  |  |  |  | 2 |  | DG | 1 | 125 | 125 | CONSUMER | DEI
594 | MSBN-73 | SRI.V.K.JAGADESH BABU, GPA HOLDER, M/S SANKALP CONSTRUCTIONS PRIVATE LIMITED,SANKALPA LUXURIA, #25/65-66E,25/65-66F, LALITHAMAHAL ROAD, NAZARBAD,MYSURU | [12 empty] | 1 | 2 | [10 empty] | CONSUMER | DEI
595 | MSBN-74 | SMT SUNANDA C GOWDA, NO: 268,D2 & 268/1, LAKSHMIVILAS ROAD, DEVARAJA MOHALLA, MYSURU | [12 empty] | 1 | 1 |  |  |  |  | 1 |  | DG | 1 | 125 | 125 | CONSUMER | DEI
596 | LFTN-1 | LAXMIRAMASWAMY SOUDHA, NO.1028/1, JAYALAXMI ROAD, C.R.PURAM, MYSURU | [18 empty] | 2 | [5 empty] | CONSUMER | DEI
597 | LFTN-2 | MITHILA APARTMENTS, NO.1113, J.L.B ROAD, VIDYARANYAPURAM ROAD, MYSURU | [18 empty] | 1 | [5 empty] | CONSUMER | DEI
598 | LFTN-3 | TEMPLE TREES APARTMENTS, VIHARA MARGA, SIDARRTHANAGAR, MYSURU | [18 empty] | 2 | [5 empty] | CONSUMER | DEI
599 | LFTN-4 | PRIYADARSHNI APARTMENTS, HYDERALI ROAD, NAZARBAD, MYSURU | [18 empty] | 1 | [5 empty] | CONSUMER | DEI
600 | LFTN-5 | MANASA APARTMENT, NO.1114, J.L.B.ROAD, VIDYARANYAPURAM, MYSURU | [18 empty] | 1 | [5 empty] | CONSUMER | DEI
601 | LFTN-7 | AAI, MYSURU AIRPORT, MANDAKALLI, MYSURU. | [18 empty] | 2 | [5 empty] | CONSUMER | DEI
602 | LFTN-8 | SMT.PANKAJA.C. CHITRAKALA RESIDENCY, NO:1352/3, KABEER RAOD, MANDI MOHALLA, MYSURU 570 001. | [18 empty] | 1 | [5 empty] | CONSUMER | DEI
603 | LFTN-9 | SRI SHIVANNA, ABHISHEK ASSOCIATES, NEAR KARNATAKA SAREE CENTRE, CHAMUNDI HILL ROAD, MYSURU. | [18 empty] | 1 | [5 empty] | CONSUMER | DEI
604 | LFTN-10 | T.N.GOPINATH, NO:2438, 2ND CROSS, 6TH BLOCK, HOSABANDIKERI, NEAR NANJUMALIGE CIRCLE, MYSURU -21. | [18 empty] | 1 | [5 empty] | CONSUMER | DEI
605 | LFTN-11 | THE PRESIDENT, MANDAYAM SRI VAISHNAVASABHA (R), SRI YADHUGIRI YATRIRAJ MATTA BUILDING, 199, SAMPANGI ROAD, 11TH CROSS, MALLESHWARAM, BENGALURU. INSTALLATION AT NO: 147, K 51, RAMAVILAS ROAD, K.R. MOHALLA, MYSURU | [18 empty] | 1 | [5 empty] | CONSUMER | DEI
606 | LFTN-12 | THE DIRECTOR GENERAL, ADMINISTRATIVE TRAINING INSTITUTE, LAITHAMAHAL ROAD, MYSURU @ KODACHADRI BLOCK, QUARTERS BUILDING OF ADMINISTRATIVE TRAINING INSTITUTE, VIDHYANAGAR, MYSURU | [18 empty] | 1 | [5 empty] | CONSUMER | DEI
607 | LFTN-13 | M.K.VIJAYKUMAR, NO:4475, NEW NO:L-16, 6TH CROSS, SAINT MARYS ROAD, N.R.MOHALLA, MYSURU. | [18 empty] | 1 | [5 empty] | CONSUMER | DEI
608 | LFTN-14 | CHANCHALADEVI & OTHERS, NO:278, ASHOKA ROAD, LASHKAR MOHALLA, MYSURU | [18 empty] | 1 | [5 empty] | CONSUMER | DEI
609 | LFTN-15 | SHASTRY ENTERPRISES,“SUNDER ARCADE”,#-3/2911, B.N.ROAD,OPP K.S.R.T.C BUS STAND,MYSURU-01 | [18 empty] | 1 | [5 empty] | CONSUMER | DEI
610 | LFTN-16 | SRI ADARSH K MURTHY, S/O A.G.KRISHNAMURTHY, M/S SHANKAR SHETTY & SONS, K.R.CIRCLE, MYSURU. | [18 empty] | 1 | [5 empty] | CONSUMER | DEI
611 | LFTN-17 | SRI SHIVARATHRI DESHIKENDRA MAHASWAMYGALU, JSS MAHAVIDYAPEETA, NO:353,353/1( NEW NO: F66, 66/1), RAMANUJA ROAD, MYSURU | [18 empty] | 2 | [5 empty] | CONSUMER | DEI
612 | LFTN-18 | SRI.M.C.DAYANAND, NO:910/2, CH-15/2, 910/2A, CH-15/2A, 910/3, CH-15/3, 1ST MAIN, LAKSHMIPURAM, MYSURU | [18 empty] | 1 | [5 empty] | CONSUMER | DEI
613 | LFTN-19 | DR AP NIRMALA, NO:2, GIRIDARSHINI LAYOUT, TN PURA ROAD, ALANAHALLI, MYSURU | [18 empty] | 1 | [5 empty] | CONSUMER | DEI
614 | LFTN-20 | BILAL MOHAMMED KHAN & OTHERS, TAJ CONVENTION HALL, NO:91, BANNIMANTAP A LAYOUT, MYSURU | [18 empty] | 1 | [5 empty] | CONSUMER | DEI
615 | LFTN-21 | SRI RAMU, BTC COMFORTS, OPP JAGANMOHAN PALACE, MYSURU | [18 empty] | 1 | [5 empty] | CONSUMER | DEI
616 | LFTN-22 | DR. MAHESH CHANDRA,NO: 8, JCST 'M' BLOCK, 3RD CROSS, CHAMARAJ MOHALLA, MYSURU00 | [18 empty] | 1 | [5 empty] | CONSUMER | DEI
617 | LFTN-23 | M/S. SHUBHAM SAMRUDHI INFRA PVT. LTD. GPA OF SRI. T.N. HARIN NANJARAJE URS, NO: 579/1, CH 45/1, D. SUBBIAH ROAD, LAXMIPURAM, MYSURU00 | [18 empty] | 1 | [5 empty] | CONSUMER | DEI
618 | LFTN-24 | SRI K ADHIRAJAIAH, NO:427/1, KADAKOLA VILLAGE, MYSURU OOTY ROAD, MYSURU | [18 empty] | 1 | [5 empty] | CONSUMER | DEI
619 | LFTN-25 | SHRI SHANTILAL SRI SRIMAL & SONS, NO:397/1, NEW NO:N-28. MASJID ROAD, NAZARBAD MOHALLA, MYSURU | [18 empty] | 1 | [5 empty] | CONSUMER | DEI
620 | LFTN-26 | SMT.MALLIKA BEGUM, NO:3147, NEW NO:L-20, CONVENT ROAD, LASHKAR MOHALLA, MYSURU. | [18 empty] | 1 | [5 empty] | CONSUMER | DEI
621 | LFTN-27 | JSS MAHAVIDYAPEETHA, JSS SRIMATH, SUTTUR NANJANGUD TALUK | [18 empty] | 1 | [5 empty] | CONSUMER | DEI
622 | LFTN-28 | THE SECRETARY, KANYAKAPARAMESHWARI TEMPLE, NO:69, 69/1, 69/6, 482, ASHOKA ROAD, MYSURU | [18 empty] | 1 | [5 empty] | CONSUMER | DEI
623 | LFTN-30 | SMT.RUKHMINI, NO:958/2, CH-4 & 958/2A, CH-4/A, CHAMUNDESHWARI CROSS ROAD, LAKSHMIPURAM, MYSURU. | [18 empty] | 1 | [5 empty] | CONSUMER | DEI
624 | LFTN-31 | SRI. N. MAHENDRA, NO: 853/B-1, N15/B1 & 853/B-1, N-15/B-1A, LOKANARANJANMAHAL ROAD, NAZARBAD, MYSURU00 | [18 empty] | 1 | [5 empty] | CONSUMER | DEI
625 | LFTN-32 | SURESH ALVA, NO:1091/A, NEW NO:CH-19, VANI VILAS ROAD, MYSURU | [18 empty] | 1 | [5 empty] | CONSUMER | DEI
626 | LFTN-33 | RAVINDRA NO:58/3, RAMANUJA ROAD, MYSURU | [18 empty] | 1 | [5 empty] | CONSUMER | DEI
627 | LFTN-34 | SRI POOLCHAND MADANLAL, NO:209/1, ASHOKA ROAD, MYSURU | [18 empty] | 1 | [5 empty] | CONSUMER | DEI
628 | LFTN-35 | SRI RAJESH KUMAR AND SRI KIRAN KUMAR, NO:135,K 63, AND 134 K 63, RAMAVILAS ROAD , MYSURU | [18 empty] | 1 | [5 empty] | CONSUMER | DEI
629 | LFTN-36 | THE DIRECTOR, M/S NATIONAL INSTITUTE OF ENGINEERING FOUNDATION, NO:1126/A( F 33/1), MANANDAVADI ROAD, MYSURU @ LADIES HOSTEL BUILDING | [18 empty] | 1 | [5 empty] | CONSUMER | DEI
630 | LFTN-37 | SRI. C.S. NAGESH, NO: 433 AND 434, D-80, DESHICHAR ROAD, DEVARAJA MOHALLA, MYSURU00 | [18 empty] | 1 | [5 empty] | CONSUMER | DEI
631 | LFTN-38 | THE SENIOR DIVISIONAL ELECTRICAL ENGINEER, SOUTH WESTERN RAILWAY,CITY RAILWAY STATION, MYSURU. | [19 empty] | 2 |  |  |  |  | CONSUMER | DEI
632 | LFTN-39 | SRI. C.S SATISH, NO.743/1, I 11/F, SOJI ROAD, 2ND CROSS, LASHKAR MOHALLA,MYSURU00 | [18 empty] | 1 | [5 empty] | CONSUMER | DEI
633 | LFTN-40 | MN. HEMACHANDANDRA 1104/1, CH-33/1, GEETHA ROAD, CHAMARAJAPURAMMYSURU00 | [18 empty] | 1 | [5 empty] | CONSUMER | DEI
634 | LFTN-41 | SRI K AJITH NARAYAN AND K SRI RAM,PARTNER OF TAPOVAN PROJECTS AND GPA HOLDER OF M/S GURURAJ DEVELOPERS, NO.28/C-1, 3RD STAGE, INDUSTRIAL SUBURB,MYSURU | [18 empty] | 2 | [5 empty] | CONSUMER | DEI
635 | LFTN-42 | SRI. SURESH KUMAR,SRI. HITENDRA KUMAR AND SRI KAMALESH KUMAR, SITE NO. 338, 2ND STAGE LAYOUT, NYAYA MARGA, SIDDARTHA NAGAR,MYSURU | [18 empty] | 1 | [5 empty] | CONSUMER | DEI
636 | LFTN-43 | SRI. SUNIL KUMAR,NO. 177, K C LAYOUT,MYSURU. | [18 empty] | 1 | [5 empty] | CONSUMER | DEI
637 | LFTN-44 | M/S. HABITAT SHELTERS PVT.LTD. AT DOOR NO. 638 (NEW NO. N-25), VASANTHA MAHAL ROAD (HYDER ALI ROAD), NAZARBAD MOHALLA,MYSURU00 | [18 empty] | 1 | [5 empty] | CONSUMER | DEI
638 | LFTN-45 | SMT. C. LEELAVATHI,M/S. LEELA RESIDENCY, DOOR NO. 351/1, L-163, 351/2, L-164, 351/03, L-164/1 & 351/4, L-165, ASHOK ROAD, LASHKAR MOHALLA,MYSURU | [18 empty] | 1 | [5 empty] | CONSUMER | DEI
639 | LFTN-47 | SRI. KANYAKA PARAMESHWARI TEMPLE,PROPERTY NO. 478, L-70/3, 477 L-70/4, 476 L-70/3, ASHOKA ROAD, LASHKAR MOHALLA, MYSURU | [18 empty] | 1 | [5 empty] | CONSUMER | DEI
640 | SOD-1 | SMT BRAMARAMBA, M/S KAILAS NATURALS, NH-212, SY NO: 144/6, MYSURU-T.N.PURA ROAD, VARUNA VILLAGE, MYSURU-570 010. | [20 empty] | SOLAR | 1 | 30 | 30 | CONSUMER | DEI
641 | DGA-14 | CHOPRAS, NO:10,D.DEVAAJ URS ROAD, MYSURU-570 01. | [20 empty] | DG | 1 | 40 | 40 | CONSUMER | DEI
642 | DGA-48 | CAPITOL FUELS, 10TH KM, MYSURU-OOTY ROAD, KADAKOLA, MYSURU. | [20 empty] | DG | 1 | 30 | 30 | CONSUMER | DEI
643 | DGA-61 | ABDULWAHED CONVENTION HALL, NO:523, RAJIVNAGR IST SAGE, MYSURU 570 019. | [20 empty] | DG | 1 | 30 | 30 | CONSUMER | DEI
644 | DGA-62 | GEETHA TIMBERS, NO:424, INDUSTRIAL SUBURB, NEAR BINDU BAKERY, MYSURU. | [20 empty] | DG | 1 | 40 | 40 | CONSUMER | DEI
645 | DGA-65 | GTL INFRASTRUCTURE LIMITED, D.NO:131, SY.NO:221, NEAR MARUTHI TEMPLE, HURA VILLAGE, NANJANGUD TALUK, MYSURU DISTRICT. | [20 empty] | DG | 1 | 30 | 30 | CONSUMER | DEI
646 | DGA-66 | GTL INFRASTRUCTURE LIMITED, HEDATHALE POST, NANJANGUD TALUK, MYSURU DISTRICT. | [20 empty] | DG | 1 | 40 | 40 | CONSUMER | DEI
647 | DGA-67 | GTL INFRASTRUCTURE LIMITED, KH.NO:343/213/2, THURAGANUR, BANNUR HOBLI, T.N.PURA TALUK, MYSURU DISTRICT. | [20 empty] | DG | 1 | 40 | 40 | CONSUMER | DEI
648 | DGA-68 | GTL INFRASTRUCTURE LIMITED, KH.NO:638/418/2, VAJAMANGALA, VARUNA HOBLI, MYSURU TALUK & DISTRICT. | [20 empty] | DG | 1 | 40 | 40 | CONSUMER | DEI
649 | DGA-70 | GTL INFRASTRUCTURE LIMITED, SY.NO:1, SAGASKATTE POST, RAMNAHALLI, MYSURU DISTRICT. | [20 empty] | DG | 1 | 40 | 40 | CONSUMER | DEI
650 | DGA-71 | GTL INFRASTRUCTURE LIMITED, SY.NO:10/2, SOMANATHAPURA, T.N.PURA TALUK, MYSURU DISTRICT. | [20 empty] | DG | 1 | 40 | 40 | CONSUMER | DEI
651 | DGA-72 | GTL INFRASTRUCTURE LIMITED, SY.NO:1053, HOROHALLI, VARUNA HOBLI, (NEXT TO MAHADESHWARA STORES) MYSURU DISTRICT. | [20 empty] | DG | 1 | 40 | 40 | CONSUMER | DEI
652 | DGA-73 | GTL INFRASTRUCTURE LIMITED, SY.NO:206/1, SUTTUR, NANJANGUD TALUK, MYSURU DISTRICT. | [20 empty] | DG | 1 | 40 | 40 | CONSUMER | DEI
653 | DGA-75 | GTL INFRASTRUCTURE LIMITED, SY.NO:25/1A, NEAR GOVT HOSPITAL, DOORA VILLAGE, MYSURU TALUK & DISTRICT. | [20 empty] | DG | 1 | 40 | 40 | CONSUMER | DEI
654 | DGA-76 | GTL INFRASTRUCTURE LIMITED, SY.NO:351, KALALE VILLAGE, NANJANGUD TALUK, MYSURU DISTRICT. | [20 empty] | DG | 1 | 40 | 40 | CONSUMER | DEI
655 | DGA-77 | GTL INFRASTRUCTURE LIMITED, SY.NO:385/1, HOSUR VILLAGE, SHIVARATHREESHWARA NAGAR, MYSURU | [20 empty] | DG | 1 | 40 | 40 | CONSUMER | DEI
656 | DGA-79 | GTL INFRASTRUCTURE LIMITED, SY.NO:709/1, OPP KADAKOLA RAILWAY STATION, MYSURU TALUK & DISTRICT. | [20 empty] | DG | 1 | 40 | 40 | CONSUMER | DEI
657 | DGA-80 | GTL INFRASTRUCTUR LIMITED HAGGINAVALU VILLAGE, NANJANGUD TALUK, MYSURU DISTRICT | [20 empty] | DG | 1 | 40 | 40 | CONSUMER | DEI
658 | DGA-81 | GTL INFRASTRUCTUR LIMITED , HEDIYALE VILLAGE, NANJANGUD TALUK, MYSURU DISTRICT | [20 empty] | DG | 1 | 40 | 40 | CONSUMER | DEI
659 | DGA-82 | GTL INFRASTRUCTUR LIMITED , NAGARLE VILLAGE, NANJANGUD TALUK, MYSURU DISTRICT | [20 empty] | DG | 1 | 40 | 40 | CONSUMER | DEI
660 | DGA-83 | GTL INFRATSRUCTURE LIMITED, SY.NO:111, HADINARU VILLAGE & POST, NANJANGUD TALUK. | [20 empty] | DG | 1 | 40 | 40 | CONSUMER | DEI
661 | DGA-86 | HOTEL GARDEN CITY, NO.2-3, BANNIMANTAP MAIN ROAD, MYSURU | [20 empty] | DG | 1 | 30 | 30 | CONSUMER | DEI
662 | DGA-95 | HOYSALA AUTO GAS, NO:109, YELETHOTA, JLB ROAD, MYSURU. | [20 empty] | DG | 1 | 30 | 30 | CONSUMER | DEI
663 | DGA-114 | IDEAL JAWA ROTARY EDUCATION SOCIETY, JLB ROAD, MYSURU. | [20 empty] | DG | 1 | 30 | 30 | CONSUMER | DEI
664 | DGA-144 | JAGAN MOHAN PALACE, SRI JAYACHAMARAJENDRA ART GALLERY, MYSURU | [20 empty] | DG | 1 | 30 | 30 | CONSUMER | DEI
665 | DGA-147 | JSS MAHAVIDYAPEETHA NEW ASHRAM, CHAMUNDI HILL FOOT ROAD, MYSURU. | [20 empty] | DG | 1 | 30 | 30 | CONSUMER | DEI
666 | DGA-149 | JSS SAMUDAYA BHAVANA, MANGALA MANTAPA SUTTUR, NANJANGUD TALUK, MYSURU DISTRICT. | [20 empty] | DG | 1 | 30 | 30 | CONSUMER | DEI
667 | DGA-151 | KAMAT MADHUVANA, MYSURU-OOTY ROAD, MYSURU. | [20 empty] | DG | 1 | 30 | 30 | CONSUMER | DEI
668 | DGA-152 | KANAKA INDUSTRIES, 43, INDUSTRIAL 'A' LAYOUT, BANNIMANTAP, MYSURU | [20 empty] | DG | 1 | 50 | 50 | CONSUMER | DEI
669 | DGA-154 | KAPILA CONCRETE SPUN PIPES, 7th MILE, T.N.PURA-MYSURU ROAD, NH-212, KEMPAIAHANAHUNDI POST, T.N.PURA TALUK, MYSURU DIST. | [20 empty] | DG | 1 | 30 | 30 | CONSUMER | DEI
670 | DGA-156 | KUNHI MOHAMMED, PRINTING PRESS, NO:3151, DAWOOD KHAN ROAD, LASHKAR MOHALLA, MYSURU. | [20 empty] | DG | 1 | 30 | 30 | CONSUMER | DEI
671 | DGA-159 | LIC OF INDIA, HULLAHALLY ROAD, NANJANGUD. | [20 empty] | DG | 1 | 30 | 30 | CONSUMER | DEI
672 | DGA-160 | LIC OF INDIA, NO:578, DEWANS ROAD, MYSURU-04 | [20 empty] | DG | 1 | 30 | 30 | CONSUMER | DEI
673 | DGA-179 | MADHAVA SHENOY KALYANA MANTAPA, NO:19/A, INDUSTRIAL SUBURB, VISVESWARANAGAR, MYSURU. | [20 empty] | SOLAR | 1 | 60 | 60 | CONSUMER | DEI
674 | DGA-182 | MAHADESWARA SAW MILL HURA VILLAGE, NANJANGUD TALUK, MYSURU DISTRICT. | [20 empty] | DG | 1 | 45 | 45 | CONSUMER | DEI
675 | DGA-183 | RANGAANI TIMBERS, NO:80, 2ND STAGE, INDUSTRIAL SUBURB, MYSURU SOUTH, MYSURU-08 | [20 empty] | DG | 1 | 34 | 34 | CONSUMER | DEI
676 | DGA-185 | SHREE SARATHI SAW MILL, NO:99E, INDUSTRIAL SUBURB, MYSURU SOUTH, MYSURU-08 | [20 empty] | DG | 1 | 30 | 30 | CONSUMER | DEI
677 | DGA-190 | MYSURU FRIED GRAM INDUSTRIES, NO:34/A, II STAGE, INDUSTRIAL SUBURB, MYSURU. | [20 empty] | DG | 1 | 40 | 40 | CONSUMER | DEI
678 | DGA-199 | AMBIKA WOOD INDUSTRIES, NO:10, INDUSTRIAL SUBURB, MYSURU 570 008 | [20 empty] | DG | 1 | 34 | 34 | CONSUMER | DEI
679 | DGA-200 | SHREE SWASTIK SAW MILLS, NO:12/C, INDUSTRIAL SUBURB, MYSURU SOUTH, MYSURU-08. | [20 empty] | DG | 1 | 30 | 30 | CONSUMER | DEI
680 | DGA-202 | OMKAR INDUSTRIES, MADARAGALLY, KADAKOLA POST, MYSURU TALUK, MYSURU. | [20 empty] | DG | 1 | 40 | 40 | CONSUMER | DEI
681 | DGA-204 | SRI GANESH SAW MILL, NO:62, INDUSTRIAL SUBURB, MYSURU SOUTH, MYSURU-08. | [20 empty] | DG | 1 | 35 | 35 | CONSUMER | DEI
682 | DGA-209 | QUALITY ENGINEERING WORKS, C.V.ROAD, BANNIMANTAP, MYSURU-15 | [20 empty] | DG | 1 | 50 | 50 | CONSUMER | DEI
683 | DGA-211 | RAJA GOPAL RAO RASHINKAR KALYANA MANTAPA, HYDERALI ROAD, NAZARBAD, MYSURU | [20 empty] | DG | 1 | 40 | 40 | CONSUMER | DEI
684 | DGA-212 | RAJDHANI ASBESTOS, NO:34/B, INDUSTRIAL SUBURB, 2ND STAGE, MYSURU. | [20 empty] | DG | 1 | 30 | 30 | CONSUMER | DEI
685 | DGA-214 | RAMAN BOARDS Ltd., PUMP HOUSE, CHIKKAYANA CHATRA, THANDAVAPURA, NANANGUD | [20 empty] | DG | 1 | 50 | 50 | CONSUMER | DEI
686 | DGA-215 | RAMANS COLOUR LAB, SHOP NO:G-24,25,26 SUNDAR ARCADE, OPP: SUBURB BUS STAND, B.N.RD, MYSURU. | [20 empty] | DG | 1 | 30 | 30 | CONSUMER | DEI
687 | DGA-217 | RANGA RAO & SONS, F-5, POST OFFICE ROAD, VISWESHWARANAGAR, INDUSTRIAL SUBURB, MYSURU | [20 empty] | DG | 1 | 30 | 30 | CONSUMER | DEI
688 | DGA-222 | RELIANCE COMMNICATION LIMITED, NO:467,MAIN ROAD, HULLAHALLI, NANJANGUD TALUK. | [20 empty] | DG | 1 | 37.5 | 37.5 | CONSUMER | DEI
689 | DGA-225 | RELIANCE COMMUNICATION LIMITED, NO:123, HADINARU POST & VILLAGE, NANJANGUD TALUK. | [20 empty] | DG | 1 | 37.5 | 37.5 | CONSUMER | DEI
690 | DGA-226 | RELIANCE COMMUNICATION LIMITED, NO:361, MAIN ROAD, NANJANGUD | [20 empty] | DG | 1 | 37.5 | 37.5 | CONSUMER | DEI
691 | DGA-227 | RELIANCE COMMUNICATION LIMITED, NO:47, GAYATHRIPURAM, MYSURU. | [20 empty] | DG | 1 | 30 | 30 | CONSUMER | DEI
692 | DGA-231 | RELIANCE COMMUNICATION LIMITED, THAGADUR ILLAGE, NANJANGUD TALUK, MYSURU DISTRICT. | [20 empty] | DG | 1 | 37.5 | 37.5 | CONSUMER | DEI
693 | DGA-244 | S.R.POULTRY FARM, SUTTUR ROAD, DEVALAPURA, MYSURU TALUK, MYSURU. | [20 empty] | DG | 1 | 45 | 45 | CONSUMER | DEI
694 | DGA-245 | SAINT PHILOMINAS COLLEGE, UG BLOCK, BANNIMANTAP, MYSURU. | [20 empty] | DG | 1 | 40 | 40 | CONSUMER | DEI
695 | DGA-247 | SHARADA POULTRY FARM, NO:81/2 & 81/3, KUDANAHALLI, MYSURU | [20 empty] | DG | 1 | 30 | 30 | CONSUMER | DEI
696 | DGA-248 | SHREE CONSULTANTS, BIOMEDICAL WASTE TREATMENT & DISPOSAL PLANT, VARUNE VILLAGE, T.N.PURA ROAD, MYSURU. | [20 empty] | DG | 1 | 50 | 50 | CONSUMER | DEI
697 | DGA-252 | DR.S.R.ANIL KUMAR, RHYDHM & HUES, NO:156/1, NANJANGUD ROAD, MYSURU. | [20 empty] | DG | 1 | 45 | 45 | CONSUMER | DEI
698 | DGA-255 | SMT VISHALAKSHAMMA, NO:3, BLOCK NO:9, DR.RAJKUMAR ROAD, JSS LAYOUT, MYSURU. | [20 empty] | DG | 1 | 40 | 40 | CONSUMER | DEI
699 | DGA-256 | SOUTHERN FUNCTION HALL, 4631, SHIVAJI ROAD, N.R.MOHALLA, MYSURU | [20 empty] | DG | 1 | 30 | 30 | CONSUMER | DEI
700 | DGA-259 | SRI BHUVANESWARI KALYANA MANTAPA, BANNIMANTAP, MYSURU | [20 empty] | DG | 1 | 50 | 50 | CONSUMER | DEI
701 | DGA-260 | SRI CHINNAMMA CHANNABASAPPA KALYANA MANTAPA, NO:12/1, LOKARANJAN MAHAL ROAD, INDIRANAGAR, MYSURU. | [20 empty] | DG | 1 | 40 | 40 | CONSUMER | DEI
702 | DGA-261 | SRI LAKSHMI KALYANA MANTAPA, T.N.PURA ROAD, K.S.R.P.C, II STAGE, NANDANAHALLI, MYSURU | [20 empty] | DG | 1 | 30 | 30 | CONSUMER | DEI
703 | DGA-264 | SRI PATIL TIMBERS, NO:96B/A, INDUSTRIAL SUBURB, MYSURU SOUTH, MYSURU | [20 empty] | DG | 1 | 45 | 45 | CONSUMER | DEI
704 | DGA-266 | PRAJWAL HEALTH CARE, NO: 46, BN ROAD, BANNIMANTAP, MYSURU. | [20 empty] | DG | 1 | 30 | 30 | CONSUMER | DEI
705 | DGA-267 | SRI THUNGA ADDAPPA SETTY CHOULTRY, SRI KANYAKA PARAMESHWARI TEMPLE, NO:404, L-119, ASHOKA ROAD, MYSURU. | [20 empty] | DG | 1 | 30 | 30 | CONSUMER | DEI
706 | DGA-268 | SRI VENKATESHA ENGINEERING WORKS, NO:773, GANDHI SQUARE, MYSURU. | [20 empty] | DG | 1 | 15 | 15 | CONSUMER | DEI
707 | [22 empty] | DG | 1 | 20 | 20 | CONSUMER | DEI
708 | DGA-269 | SRI IQBAL MANALODY, NANJANGUD PLAZA, VISWESVARAIAH CIRCLE, MGS ROAD, NANJAGUD 571301 | [20 empty] | DG | 1 | 30 | 30 | CONSUMER | DEI
709 | DGA-272 | SRI.GURUMALLESWARA SAW MILL, HADINARU, NANJANGUD TQ., MYSURU DT. | [20 empty] | DG | 1 | 40 | 40 | CONSUMER | DEI
710 | DGA-281 | SWASTIK FRIED GRAM INDUSTRIES, NO:34/C, 2ND STAGE, INDUSTRIAL SUBURB, MYSURU. | [20 empty] | DG | 1 | 45 | 45 | CONSUMER | DEI
711 | DGA-282 | SWASTIK TIMBERS, 95/B, INDUSTRIAL SUBURB, MYSURU SOUTH, MYSURU | [20 empty] | DG | 1 | 45 | 45 | CONSUMER | DEI
712 | DGA-294 | TRIPURA SUNDARI KALYANA MANTAPA, NO:33/D, II STAGE, STERLING THEATRE ROAD, INDUSTRIAL SUBURB, MYSURU. | [20 empty] | DG | 1 | 35 | 35 | CONSUMER | DEI
713 | DGA-296 | EAGLE BURG INDIA PRIVATE LIMITED, BANNUR ROAD, MYSURU | [20 empty] | DG | 1 | 30 | 30 | CONSUMER | DEI
714 | DGA-297 | UNIQUE WIRES (P) LIMITED, NO:C2, INDUSTRIAL ESTATE, KALLAHALLI, NANJANGUD, MYSURU | [20 empty] | DG | 1 | 50 | 50 | CONSUMER | DEI
715 | DGA-298 | URS KAR SERVICE CENTRE (P) Ltd., CH-47, DEWANS ROAD, LAKSHMIPURAM, NEAR DOUBLE TANK, MYSURU. | [20 empty] | DG | 1 | 50 | 50 | CONSUMER | DEI
716 | DGA-300 | VASANTH SERVICE STATION, OPP:NIE COLLEGE, H.D.KOTE ROAD, MYSURU. | [20 empty] | DG | 1 | 30 | 30 | CONSUMER | DEI
717 | DGA-310 | VIOM NETWORK LIMITED, NANJANGUD INDUSTRIAL AREA, NANJANGUD | [20 empty] | DG | 1 | 30 | 30 | CONSUMER | DEI
718 | DGA-337 | VODAFONE ESSAR SOUTH LIMITED,PROPERTY NO:9, SY.NO:41 & 42(P), NEW STREET TALKAD, T.N.PURA TALUK. | [20 empty] | DG | 1 | 45 | 45 | CONSUMER | DEI
719 | DGA-356 | YATRI BHAVAN, OOTY ROAD, NANJANGUD, MYSURU DISTRICT. | [20 empty] | DG | 1 | 30 | 30 | CONSUMER | DEI
720 | DGA-364 | THE EXECUTIVE SECRETARY,JSS ANUBHAVA MANTAPA, HULLAHALLI ROAD, OPP: LIC OFFICE, NANJANGUD. | [20 empty] | DG | 1 | 30 | 30 | CONSUMER | DEI
721 | DGA-365 | THE EXECUTIVE SECRETARY,JSS COLLEGE OF ARTS & SCIENCE, DEVIRAMMANAHALLI, NANJANGUD. | [20 empty] | DG | 1 | 30 | 30 | CONSUMER | DEI
722 | DGA-366 | SRI HINGLAJ SAW MILLS, NO: 4, INDUSTRIAL SUBURB, MYSURU. | [20 empty] | DG | 1 | 30 | 30 | CONSUMER | DEI
723 | DGA-367 | MOHAMMED AYUB, NO:46, BANNIMANTAP 'A' LAYOUT, MYSURU-15 | [20 empty] | DG | 1 | 30 | 30 | CONSUMER | DEI
724 | DGA-369 | HDFC BANK LIMITED, NO:474-7/1, 474-7/1B, CHAMRAJA DOUBLE ROAD, MYSURU. | [20 empty] | DG | 1 | 50 | 50 | CONSUMER | DEI
725 | DGA-370 | THE SHARIFF INDUSTRIES & SAW MILLS, NO:33, NEW BAMBOO BAZAR, MYSURU 570 001. | [20 empty] | DG | 1 | 45 | 45 | CONSUMER | DEI
726 | DGA-373 | M/S MARUTHI TIMBERS, NO: 96/C, INDUSTRIAL SUBURB, MYSURU. | [20 empty] | DG | 1 | 37.5 | 37.5 | CONSUMER | DEI
727 | DGA-374 | M/S PRABATHI TIMBERS, SITE NO: 55/C2, 55/C,INDUSTRIAL SUBURB, MYSURU. | [20 empty] | DG | 1 | 37.5 | 37.5 | CONSUMER | DEI
728 | DGA-376 | SRI SARSWATHI TIMBER MART, NO: 60/61, INDUSTRIAL SUBURB, MYSURU. | [20 empty] | DG | 1 | 37.5 | 37.5 | CONSUMER | DEI
729 | DGA-378 | SHIVA SAWMILL, NO. 99F, 2ND STAGE, INDUSTRIAL SUBURB, MYSURU. | [20 empty] | DG | 1 | 40 | 40 | CONSUMER | DEI
730 | DGA-379 | SURYA ENTERPRISES, NO. 44/C, 2ND STAGE, INDUSTRIAL SUBURB, MYSURU. | [20 empty] | DG | 1 | 40 | 40 | CONSUMER | DEI
731 | DGA-380 | M/S SURABHI MARBLES, NO. 37, B-2, 2ND STAGE, INDUSTRIAL SUBURB, MYSURU. | [20 empty] | DG | 1 | 45 | 45 | CONSUMER | DEI
732 | DGA-381 | THE PRESIDENT, VANIYAR SRI SEETHA KALYANA MANTAP WELFARE ASSOCIATES, NO. 404, 405, DEVAMBA AGRAHARA, K.R.MOHALLA, MYSURU. | [20 empty] | DG | 1 | 40 | 40 | CONSUMER | DEI
733 | DGA-0 | AGARWAL LODGE, DHANVANTHRI ROAD, MYSURU. | [20 empty] | DG | 1 | 12.5 | 12.5 | CONSUMER | AEI-1
734 | DGA-1 | R.G.FUEL AGENCY, SY.NO:182/3, NAGANAHALLI, MYSURU-BANGALORE ROAD, MYSURU-570 003. | [20 empty] | DG | 1 | 20 | 20 | CONSUMER | AEI-1
735 | DGA-4 | AIRCEL LIMITED, PLOT NO:57,MAHADEVAPURA, MYSURU TALUK & DISTRICT. | [20 empty] | DG | 1 | 15 | 15 | CONSUMER | AEI-1
736 | DGA-7 | AIRCEL LIMITED, SY.NO:83, DEVANOOR EXTENSION, 1ST STAGE, N.R.MOHALLA, MYSURU. | [20 empty] | DG | 1 | 15 | 15 | CONSUMER | AEI-1
737 | DGA-9 | ANAND VIHAR KALYAN BHAVAN, NO.2930, B.N.ROAD, MYSURU | [20 empty] | DG | 1 | 15 | 15 | CONSUMER | AEI-1
738 | DGA-10 | ASHWINI NURSING HOME, NO:922/2B, CH 6/2B, KANTHARAJ URS ROAD, LAKSHMIPURAM, MYSURU | [20 empty] | DG | 1 | 25 | 25 | CONSUMER | AEI-1
739 | DGA-11 | ASSISTANT EXECUTIVE ENGINEER, PWD ELECTRICAL SUBDIVISION, MYSURU. | [20 empty] | DG | 1 | 15 | 15 | CONSUMER | AEI-1
740 | DGA-12 | THE HEAD MISTRESS, TERESIAN HIGHER PRIMARY SCHOOL,SIDDHARTHANAGAR, MYSURU | [20 empty] | DG | 1 | 20 | 20 | CONSUMER | AEI-1
741 | DGA-13 | M/S SRIRAM CERAMICS, NO:1090, M.G.ROAD( NEAR LAW COURT), CHAMRAJAPURAM, MYSURU | [20 empty] | DG | 1 | 25 | 25 | CONSUMER | AEI-1
742 | DGA-15 | ATC INDIA TOWER ORPORATION PVT Ltd., NO:160, SITE NO:133, JANATHA COLONY, THAVAREKATTE, CHAMUNDI HILL, MYSURU DISTRICT. | [20 empty] | DG | 1 | 25 | 25 | CONSUMER | AEI-1
743 | DGA-17 | BALAJI WOOD INDUSTRIES, NO:14, 2ND STAGE, INDUSTRIAL SUBURB, MYSURU. | [20 empty] | DG | 1 | 20 | 20 | CONSUMER | AEI-1
744 | DGA-19 | PUSHPASHRAMA, INSTITUTE OF PHILOSOPHY & RELIGION, R.S.NAYUDU NAGAR, N.R.MOHALLA POST, MYSURU-07 | [20 empty] | DG | 1 | 15 | 15 | CONSUMER | AEI-1
745 | DGA-21 | BHART INFRATEL LIMITED, NO:26/1A, S.NO:10, RAJALAKSHMI DELUX LODGE, NEW SAYYAJI RAO ROAD, NEAR HIGHWAY CIRCLE, DEVRAJ MOHALLA, MYSURU. | [20 empty] | DG | 1 | 15 | 15 | CONSUMER | AEI-1
746 | DGA-23 | BHARTI AIRTEL LIMITED, NO:1115, JALARAM KRUPA, TANK BUND ROAD, ITTIGEGUD, INDRANAGAR, MYSURU-10. | [20 empty] | DG | 1 | 15 | 15 | CONSUMER | AEI-1
747 | DGA-25 | BHARTI AIRTEL LIMITED, NO:2792, YADAVA JYOTHI TRUST, BASAWESHWARA ROAD, CHAMUNDIPURAM, MYSURU. | [20 empty] | DG | 1 | 15 | 15 | CONSUMER | AEI-1
748 | DGA-34 | BHARTI INFRATEL LIMITED, S.NO:3207/1, DB MILL ROAD, 2nd CROSS, BANNIMANTAP, MYSURU. | [20 empty] | DG | 1 | 15 | 15 | CONSUMER | AEI-1
749 | DGA-35 | BHARTI INFRATEL LIMITED, SY.NO:4/P37, KURUBARAHALLI, OPP PLANET-X, MYSURU. | [20 empty] | DG | 1 | 15 | 15 | CONSUMER | AEI-1
750 | DGA-36 | BHARTI INFRATEL LIMITED, SY.NO:43, NACHANAHALLI VILLAGE (JP NAGAR 1st STAGE) KASABA HOBLI, MYSURU TALUK & DISTRICT. | [20 empty] | DG | 1 | 15 | 15 | CONSUMER | AEI-1
751 | DGA-39 | BHARTI MOBILE LIMITED, NO:894, SIDDARTHA LAYOUT, NAZARBAD MOHALLA, MYSURU. | [20 empty] | DG | 1 | 15 | 15 | CONSUMER | AEI-1
752 | DGA-40 | BHARTI MOBILES LIMITED, NO:4649, SHIVAJI ROAD, NR MOHALLA, MYSURU-7 | [20 empty] | DG | 1 | 15 | 15 | CONSUMER | AEI-1
753 | DGA-42 | MRS ROHINI DEVI, STC MARKETING & SERVICES, NO:3/2, C.V.WEST CROSS ROAD, BANNIMANTAP "A" EXTENSION, MANDI MOHALLA, MYSURU. | [20 empty] | DG | 1 | 25 | 25 | CONSUMER | AEI-1
754 | DGA-44 | BISON BRAND COTTON WADDING, NO.206, 2ND CROSS, B.B.SONS ROAD, BANNIMANTAP, MYSURU | [20 empty] | DG | 1 | 15 | 15 | CONSUMER | AEI-1
755 | DGA-45 | JOINT COMMISSIONER OF COMMERCIAL TAXES(Enf),No:487, BIDARAM KRISHNAPPA ROAD, DEVARAJA MOHALLA, MYSURU | [20 empty] | DG | 1 | 25 | 25 | CONSUMER | AEI-1
756 | DGA-52 | SRI.K.NAGENDRA, M/S SRI MAHADESHWARA FUEL STATION, " INDIAN OIL DEALERS", NO:157/1, MYSURU-T.NARASIPURA ROAD, NH-212, LALITHADRIPURA POST, MYSURU | [20 empty] | DG | 1 | 25 | 25 | CONSUMER | AEI-1
757 | DGA-53 | DECCAN POULTRY FARM, NO:76/1, VAJAMANGALA, BANNUR ROAD, MYSURU TALUK. | [20 empty] | DG | 1 | 20 | 20 | CONSUMER | AEI-1
758 | DGA-54 | DEPUTY CONSERVATOR OF FORESTS, ARANYA BHAVAN, ASHOKA RURAM, MYSURU. | [20 empty] | DG | 1 | 25 | 25 | CONSUMER | AEI-1
759 | DGA-56 | DOCTORS HOUSING CO-OPERATIVE SOCIETY LIMITED, SAMUDAYA BHAVANA, DOCTORS LAYOUT, ALANAHALLY, T.N.PURA ROAD, LALITHADRIPURA POST, MYSURU. | [20 empty] | DG | 1 | 15 | 15 | CONSUMER | AEI-1
760 | DGA-57 | SRI.M.K.POTHRAJ, M/S VAISHNAVI SERVICE STATION, R.T.O. CIRCLE, J.L.B. ROAD, MYSURU | [20 empty] | DG | 1 | 15 | 15 | CONSUMER | AEI-1
761 | DGA-58 | DYUTHI MOTORS(PVT) Ltd., NO.50, HIGHWAY CIRCLE, NEAR SAYYAJI RAO ROAD, MYSURU | [20 empty] | DG | 1 | 20 | 20 | CONSUMER | AEI-1
762 | DGA-59 | ATC TELECOM TOWER CORPORATION PVT. LTD.,SY.NO:177, 177/1, RAGHAVENDRA SCHOOL COMPOUND, KYATHAMARANAHALLI, RAGHAVENDRA NAGAR, MYSURU 560 038. | [20 empty] | DG | 1 | 25 | 25 | CONSUMER | AEI-1
763 | DGA-64 | M/S CAUVERY KARNATAKA STATE ARTS AND CRAFTS EMPORIUM, SAYYAJI RAO ROAD,MYSURU. | [20 empty] | DG | 1 | 25 | 25 | CONSUMER | AEI-1
764 | DGA-69 | GTL INFRASTRUCTURE LIMITED, SITE NO:3, 2ND STAGE, RAJEEV NAGAR, OPP:MASHIM CO-OPERATIVE BANK, MYSURU. | [20 empty] | DG | 1 | 15 | 15 | CONSUMER | AEI-1
765 | DGA-85 | HBR INTERNATIONAL LODGING, NEAR SUBURB BUSSTAND, BANGALORE-NILGIRI ROAD, MYSURU. | [20 empty] | DG | 1 | 20 | 20 | CONSUMER | AEI-1
766 | DGA-87 | HOTEL GAYATHRI LODGING, DHANVANTHRI ROAD, MYSURU. | [20 empty] | DG | 1 | 20 | 20 | CONSUMER | AEI-1
767 | DGA-88 | HOTEL GOKUL, SRI KRISHNA COMPLEX, D.BANUMAIAH SQUARE, MYSURU. | [20 empty] | DG | 1 | 15 | 15 | CONSUMER | AEI-1
768 | DGA-89 | HOTEL KAMADHENU, SAYYAJI RAO ROAD, MYSURU. | [20 empty] | DG | 1 | 25 | 25 | CONSUMER | AEI-1
769 | DGA-90 | HOTEL MAURYA, NO:9/5, HANUMANTHA RAO STREET-II, MYSURU. | [20 empty] | DG | 1 | 15 | 15 | CONSUMER | AEI-1
770 | DGA-91 | HOTEL MAYURA YATHRI NIVAS, KSTDC, NO:2, JLB ROAD, MYSURU. | [20 empty] | DG | 1 | 20 | 20 | CONSUMER | AEI-1
771 | DGA-92 | THE MYSORE DIOCESAN SOCIETY, SY NO: 21, EERANGERE VILLAGE, KASABA HOBLI, NELSON MANDELA ROAD, BANNIMANTAP, MANDI MOHALLA, MYSURU. | [20 empty] | DG | 1 | 20 | 20 | CONSUMER | AEI-1
772 | DGA-93 | THE PRESIDENT, HOYSALA KARNATAKA SANGHA, NO:888/889, N.S.ROAD, LAKSHMIPURAM, MYSURU. | [20 empty] | DG | 1 | 25 | 25 | CONSUMER | AEI-1
773 | DGA-94 | HOTEL SRINGAR, VINOBHA ROAD, SHIVARAMPET, MYSURU. | [20 empty] | DG | 1 | 25 | 25 | CONSUMER | AEI-1
774 | DGA-97 | HUTCHISON ESSAR SOUTH LIMITED, NO:73/B, A.V.HOSPITAL ROAD, VINAYA MARGA, SIDDARTHA LAYOUT, MYSURU. | [20 empty] | DG | 1 | 15 | 15 | CONSUMER | AEI-1
775 | DGA-98 | HUTCHISON ESSAR SOUTH LIMITED, OPP TO DELHIDHABA, RAGHUVANAHALLI, BRAHAMAPURA VILLAGE, MYSURU DISTRICT. | [20 empty] | DG | 1 | 15 | 15 | CONSUMER | AEI-1
776 | DGA-100 | HUTCHISON ESSAR SOUTH LIMITED, PROPERTY NO:53/1, ASSESSMENT NO:8/3, HOROHALLI POST,MELLAHALLI, MYSURU | [20 empty] | DG | 1 | 15 | 15 | CONSUMER | AEI-1
777 | DGA-102 | HUTCHISON ESSAR SOUTH LIMITED, S.NO:24, SY.NO:84, K.N.HUNDI, KADAKOLA POST, MYSURU TALUK & DISTRICT. | [20 empty] | DG | 1 | 15 | 15 | CONSUMER | AEI-1
778 | DGA-105 | HUTCHISON ESSAR SOUTH LIMITED, SITE NO:147/4, ALANAHALLI, MYSURU | [20 empty] | DG | 1 | 15 | 15 | CONSUMER | AEI-1
779 | DGA-109 | HUTCHISON ESSAR SOUTH LIMITED, SY.NO:4/P37, BLOCK D, KURUBARAHALLI VILLAGE, MYSURU. | [20 empty] | DG | 1 | 15 | 15 | CONSUMER | AEI-1
780 | DGA-113 | HUTCHISON ESSAR SOUTH LIMITED, VIDYARANYA COMPLEX, NO:55/38, VIDYARANYAPURAM, FORT MOHALLA, MYSURU. | [20 empty] | DG | 1 | 15 | 15 | CONSUMER | AEI-1
781 | DGA-116 | SRI.M.V.SANATH KUMAR, M/S S.K.JAIN ENTERPRISES, NO: 1226/1, KANTHARAJA URS ROAD, KRISHNAMURTHYPURAM, MYSURU. | [20 empty] | DG | 1 | 20 | 20 | CONSUMER | AEI-1
782 | DGA-119 | INDUS TOWERS LIMITED, 136/2, SOMESWARAPURA VILLAGE & POST, VARUNA HOBLI, MYSURU TALUK. | [20 empty] | DG | 1 | 15 | 15 | CONSUMER | AEI-1
783 | DGA-120 | INDUS TOWERS LIMITED, KH.NO:295, ASSESSMENT NO:207, SIDDALINGAPURA VILLAGE, MYSURU TALUK & DISTRICT. | [20 empty] | DG | 1 | 15 | 15 | CONSUMER | AEI-1
784 | DGA-122 | INDUS TOWERS LIMITED, NO:144/B, 210/1, DEVALAPURA VILLAGE & POST, VARUNA HOBLI, MYSURU. | [20 empty] | DG | 1 | 15 | 15 | CONSUMER | AEI-1
785 | DGA-123 | INDUS TOWERS LIMITED, NO:5/3, KIRALU VILLAGE, AYYARAHALLI POST VARUNA HOBLI, MYSURU. | [20 empty] | DG | 1 | 15 | 15 | CONSUMER | AEI-1
786 | DGA-126 | INDUS TOWERS LIMITED, PROPERTY NO:115/3, NO:159, DUDDAGERE VILLAGE, MYSURU TALUK & DISTRICT. | [20 empty] | DG | 1 | 15 | 15 | CONSUMER | AEI-1
787 | DGA-129 | INDUS TOWERS LIMITED, PROPERTY NO:418/3, VAJAMANGALA VILLAGE & POST, VARUNA HOBLI, MYSURU TALUK & DISTRICT. | [20 empty] | DG | 1 | 15 | 15 | CONSUMER | AEI-1
788 | DGA-132 | INDUS TOWERS LIMITED, SY.NO:123/4, HALANAHALLI, KASABA HOBLI, MYSURU TALUK & DISTRICT. | [20 empty] | DG | 1 | 15 | 15 | CONSUMER | AEI-1
789 | DGA-135 | INDUS TOWERS LIMITED, SY.NO:27/1, INNAM UTTARAHALLI, MC HUNDI, VARUNA HOBLI, MYSURU TALUK & DISTRICT. | [20 empty] | DG | 1 | 15 | 15 | CONSUMER | AEI-1
790 | DGA-141 | THE SUPERINTENDENT OF POLICE, KARNATAKA LOKAYUKTHA, MYSURU DIVISION@ PADMALAYA BUILDING, OPPOSITE TO SALES TAX OFFICE, DEWANS ROAD, DEVARAJA MOHALLA, MYSURU. | [20 empty] | DG | 1 | 15 | 15 | CONSUMER | AEI-1
791 | DGA-142 | J.N.KHAN FUEL DOME, UDAYAGIRI MAIN ROAD, MYSURU | [20 empty] | DG | 1 | 20 | 20 | CONSUMER | AEI-1
792 | DGA-143 | ORIGINAL VEL SPORTING NEWS, NO:408, T.N.PURA ROAD, SIDDARTHA LAYOUT, 1ST STAGE, MYSURU. | [20 empty] | DG | 1 | 25 | 25 | CONSUMER | AEI-1
793 | DGA-157 | DHARMADHIKARI SRI SRI SRINGERI JAGADGURU SHANKARACHARYA MAHASAMSTANAM, FORT MOHALLA, MYSURU 4. | [20 empty] | DG | 1 | 25 | 25 | CONSUMER | AEI-1
794 | DGA-161 | LITTLE GAS COMPANY (HP Gas) 27/2, N1/3, Govt Guest House Road, NAZARBAD, MYSURU MYSURU 570 010. | [20 empty] | DG | 1 | 15 | 15 | CONSUMER | AEI-1
795 | DGA-162 | M/S INDUS TOWERS LIMITED, 117/2P, KH.NO:547, DOORA VILLAGE, MYSURU TALUK & DISTRICT. | [20 empty] | DG | 1 | 15 | 15 | CONSUMER | AEI-1
796 | DGA-163 | M/S INDUS TOWERS LIMITED, 4/P37, BLOCK-D, KURUBARAHALLI, K.C.LAYOUT, MYSURU. | [20 empty] | DG | 1 | 15 | 15 | CONSUMER | AEI-1
797 | DGA-171 | M/S INDUS TOWERS LIMITED, SY.NO:136/8, KYATHAMARANAHALLI, MYSURU. | [20 empty] | DG | 1 | 15 | 15 | CONSUMER | AEI-1
798 | DGA-178 | M/S INDUS TOWERS LIMITED, PLOT NO:19, NEAR GOVT PRIMARY SCHOOL, BHUGATHAGALLI, VAJAMANGALA, MYSURU TALUK & DISTRICT. | [20 empty] | DG | 1 | 15 | 15 | CONSUMER | AEI-1
799 | DGA-180 | N.RANGA RAO & SONS, SITE NO: 1, INDUSTRIAL SUBURB, MANANDAVADI ROAD, MYSURU. | [20 empty] | DG | 1 | 25 | 25 | CONSUMER | AEI-1
800 | DGA-188 | MEENAKSHI GANESH PRASAD CHOULTRY, SHIVAJI ROAD, N.R.MOHALLA, MYSURU | [20 empty] | DG | 1 | 25 | 25 | CONSUMER | AEI-1
801 | DGA-191 | SHREE UMIYA TIMBERS, NO:43, INDUSTRIAL SUBURB, MYSURU SOUTH, MYSURU. | [20 empty] | DG | 1 | 20 | 20 | CONSUMER | AEI-1
802 | DGA-192 | MYSURU SOFT DRINKS, SHIVARAMPET CROSS, MYSURU. | [20 empty] | DG | 1 | 15 | 15 | CONSUMER | AEI-1
803 | DGA-195 | NAGENDRA, NEW SHYAMALA BAKERY, NO:198/1-A, C-H-1A, KRB ROAD, CHAMARAJPURAM, MYSURU. | [20 empty] | DG | 1 | 15 | 15 | CONSUMER | AEI-1
804 | DGA-197 | NEW GAYATHRI BHAVAN, DHANVANTRI ROAD, MYSURU. | [20 empty] | DG | 1 | 20 | 20 | CONSUMER | AEI-1
805 | DGA-198 | HOTEL INDRA BHAVAN, DHANVANTHRI ROAD, MYSURU. | [20 empty] | DG | 1 | 12.5 | 12.5 | CONSUMER | AEI-1
806 | [22 empty] | DG | 1 | 12.5 | 12.5 | CONSUMER | AEI-1
807 | DGA-206 | PAS EXPORTS PRIVATE LIMITED C/O VIVEKANANDA GIRIJANA KALYANA KENDRA, NO:81-82, OOTY ROAD, MYSURU. | [20 empty] | DG | 1 | 20 | 20 | CONSUMER | AEI-1
808 | DGA-208 | PRERANA MOTORS (P) Ltd., NO:15C, INDUSTRIAL SUBURB, OFF: MANANDAVADI ROAD, MYSURU SOUTH, MYSURU. | [20 empty] | DG | 1 | 20 | 20 | CONSUMER | AEI-1
809 | DGA-213 | VIOM NETWORKS LIMITED, N.R.MOHALLA, BELWATHA, KESARE, SUBASH NAGAR, KHB COLONY, MYSURU DISTRICT. | [20 empty] | DG | 1 | 25 | 25 | CONSUMER | AEI-1
810 | DGA-216 | RANGA RAO & SONS, 90/91, VISWESHWARANAGAR, INDUSTRIAL SUBURB, MYSURU | [20 empty] | DG | 1 | 15 | 15 | CONSUMER | AEI-1
811 | DGA-223 | RELIANCE COMMUNICATION LIMITED, GANDHINAGAR, MYSURU. | [20 empty] | DG | 1 | 25 | 25 | CONSUMER | AEI-1
812 | DGA-224 | RELIANCE COMMUNICATION LIMITED, GHOUSHIYA NAGAR, MYSURU. | [20 empty] | DG | 1 | 25 | 25 | CONSUMER | AEI-1
813 | DGA-228 | RELIANCE COMMUNICATION LIMITED, RAJIVNAGAR, MYSURU. | [20 empty] | DG | 1 | 25 | 25 | CONSUMER | AEI-1
814 | DGA-229 | RELIANCE COMMUNICATION LIMITED, SHANTHINAGAR, MYSURU. | [20 empty] | DG | 1 | 25 | 25 | CONSUMER | AEI-1
815 | DGA-230 | RELIANCE COMMUNICATION LIMITED, SHANTINAGAR, MYSURU | [20 empty] | DG | 1 | 25 | 25 | CONSUMER | AEI-1
816 | DGA-234 | RELIANCE INFOCOMM LIMITED, ASHOKA ROAD, MYSURU. | [20 empty] | DG | 1 | 15 | 15 | CONSUMER | AEI-1
817 | DGA-235 | RELIANCE INFOCOMM LIMITED, CHAMUNDIPURAM, MYSURU | [20 empty] | DG | 1 | 15 | 15 | CONSUMER | AEI-1
818 | DGA-236 | RELIANCE INFOCOMM LIMITED, NO:4E, III STAGE, INDUSTRIAL SUBURB, MYSURU-8 | [20 empty] | DG | 1 | 15 | 15 | CONSUMER | AEI-1
819 | DGA-237 | RELIANCE INFOCOMM LIMITED, NO:53/2, MARUHTI COMPLEX, ST.MARYS ROAD, NR MOHALLA, MYSURU. | [20 empty] | DG | 1 | 15 | 15 | CONSUMER | AEI-1
820 | DGA-238 | VIOM NETWORKS LIMITED, SY.NO: 42/3, YARAGANAHALLI, KASABA HOBLI, MYSURU 570 011. | [20 empty] | DG | 1 | 15 | 15 | CONSUMER | AEI-1
821 | DGA-240 | RELIANCE INFOCOMM, BANNIMANTAP, MYSURU | [20 empty] | DG | 1 | 15 | 15 | CONSUMER | AEI-1
822 | DGA-241 | RELIANCE INFOCOMM, LIMITED, NO:890/6, I ST CROSS, LAKSHMIPURAM, MYSURU. | [20 empty] | DG | 1 | 15 | 15 | CONSUMER | AEI-1
823 | DGA-246 | SHAKTHI RUBBER PRODUCTS (P) Ltd., MYSURU OOTY ROAD, KADAKOLA, MYSURU TALUK | [20 empty] | DG | 1 | 20 | 20 | CONSUMER | AEI-1
824 | DGA-249 | SHUBHODAYA CHOULTRY, BANNIMANTAPA INDUSTRIAL LAYOUT, BANNIMANTAP, MYSURU | [20 empty] | DG | 1 | 20 | 20 | CONSUMER | AEI-1
825 | DGA-254 | SMT KAVITHA SHETTY, AMMA BHAGWAN GOAT FARM, SY.NO:1062/63, VARUNA HOBLI, MYSURU TALUK. | [20 empty] | DG | 1 | 20 | 20 | CONSUMER | AEI-1
826 | DGA-257 | SREE LALBAHADUR SHASTRI SERVICE STATION, SIDDALINGAPURA, MYSURU-BANGALORE ROAD, MYSURU. | [20 empty] | DG | 1 | 25 | 25 | CONSUMER | AEI-1
827 | DGA-258 | SREE MAHAGANAPATHI SERVICE STATION, NO:916/1 CH (16), J.L.B.ROAD, LAKSHMIPURAM, MYSURU | [20 empty] | DG | 1 | 20 | 20 | CONSUMER | AEI-1
828 | DGA-262 | SRI LAKSHMI TRADERS, NO:28, INDUSTRIAL SUBURB, MYSURU | [20 empty] | DG | 1 | 20 | 20 | CONSUMER | AEI-1
829 | DGA-265 | SRI SEETHARAMA PRARTHANA MANDIRA @ SRI SEETHARAMA KALYANA MANTAPA, MANANDAVADI ROAD, INDI SUBURB, MYSURU. | [20 empty] | DG | 1 | 15 | 15 | CONSUMER | AEI-1
830 | DGA-270 | SRI VIDYA SHANKAR KALYANA MANTAPA, OPP: GUN HOUSE, FORT MOHALLA, MYSURU. | [20 empty] | DG | 1 | 25 | 25 | CONSUMER | AEI-1
831 | DGA-271 | SRI VIJAYA SERVICE STATION, DHANVANTHRI ROAD, MYSURU-1. | [20 empty] | DG | 1 | 25 | 25 | CONSUMER | AEI-1
832 | DGA-273 | SRI.M.R.SALIYAN, BHARAT INTERNATIONAL TRAVELS, 576, DEWANS ROAD, LAKSHMIPURAM, MYSURU. | [20 empty] | DG | 1 | 15 | 15 | CONSUMER | AEI-1
833 | DGA-274 | SRI JAYACHAMARAJA WODEYAR GOLF CLUB,ADJACENT TO RACE COURSE, NAZARBAD, NANJANGUD ROAD, MYSURU. | [20 empty] | DG | 1 | 25 | 25 | CONSUMER | AEI-1
834 | DGA-275 | STANDARD FOUNDERS, NO:208/B, B.B.SONS ROAD, BEHIND HOTEL SUJATHA, BANNIMANTAP, MYSURU. | [20 empty] | DG | 1 | 15 | 15 | CONSUMER | AEI-1
835 | DGA-278 | SUDARSHAN POLYMERS (FORMERLY SUDARSHAN INDUSTRIAL PAINTS,) NO:4, 3RD STAGE, INDUSTRIAL SUBURB, MYSURU-9 | [20 empty] | DG | 1 | 20 | 20 | CONSUMER | AEI-1
836 | DGA-280 | SURYA ASSAYERS AND HALL MARKING CENTRE, NO:2787, K.K.COMPLEX, HALLADAKERI, MYSURU. | [20 empty] | DG | 1 | 20 | 20 | CONSUMER | AEI-1
837 | DGA-285 | TATA TELE SERVICES LIMITED, NO:37 ( DEVANOOR EXTENSION) 1ST STAGE, RAJEEV NAGAR (UDAYAGIRI), N.R.MOHALLA, MYSURU. | [20 empty] | DG | 1 | 15 | 15 | CONSUMER | AEI-1
838 | DGA-287 | TATA TELESERVICES LIMITED, SITE NO:127, 8TH CROSS, 1ST STAGE, KESARE, NAIDU NAGAR MAIN ROAD, BELAVATHA, MYSURU. | [20 empty] | DG | 1 | 25 | 25 | CONSUMER | AEI-1
839 | DGA-288 | TATA TELESERVICES LIMITED, C/O NO:482, 9TH MAIN, SIDDARTHANAGAR, MYSURU. | [20 empty] | DG | 1 | 25 | 25 | CONSUMER | AEI-1
840 | DGA-289 | TATA TELESERVICES LIMITED, C/O YADAVA JYOTHI TRUST, NO:2792, BASAVESHWARA ROAD, CHAMUNDIPURAM, MYSURU 570004. | [20 empty] | DG | 1 | 25 | 25 | CONSUMER | AEI-1
841 | DGA-292 | TRINETHRA SUPER RETAIL LIMITED, FABMAL, NO:229/A, A BLOCK, 1ST STAGE, MAIN ROAD, J.P.NAGAR, MYSURU. | [20 empty] | DG | 1 | 25 | 25 | CONSUMER | AEI-1
842 | DGA-293 | SMT SAVITHRI GOPINATH, NO:960 CH-38 & 960/4, CH-38/4, SHESHADRI IYER ROAD, LAKSHMIPURAM, MYSURU. | [20 empty] | DG | 1 | 25 | 25 | CONSUMER | AEI-1
843 | DGA-295 | U.M.S.FUEL STATION, K-81H, MADHVACHAR ROAD, K.R.MOHALLA, SRINIVASA CIRCLE, MYSURU. | [20 empty] | DG | 1 | 15 | 15 | CONSUMER | AEI-1
844 | DGA-302 | VIOM NETWORK LIMITED, BEHIND CHURCH GATE, GAYATHRIPURAM, MYSURU | [20 empty] | DG | 1 | 15 | 15 | CONSUMER | AEI-1
845 | DGA-303 | VIOM NETWORK LIMITED, BM ROAD, SIDDALINGAPURA, MYSURU | [20 empty] | DG | 1 | 15 | 15 | CONSUMER | AEI-1
846 | DGA-304 | VIOM NETWORK LIMITED, HOSABANDIKERI, CHAMUNDIPURAM, MYSURU | [20 empty] | DG | 1 | 15 | 15 | CONSUMER | AEI-1
847 | DGA-305 | VIOM NETWORK LIMITED, KADAKOLA VILLAGE, JAYAPURA HOBLI, MYSURU. | [20 empty] | DG | 1 | 15 | 15 | CONSUMER | AEI-1
848 | DGA-307 | VIOM NETWORK LIMITED, KURUBARAHALLI, MYSURU | [20 empty] | DG | 1 | 25 | 25 | CONSUMER | AEI-1
849 | DGA-308 | VIOM NETWORK LIMITED, MACHANAHALLI, KASABA HOBLI, MYSURU TALUK & DISTRICT. | [20 empty] | DG | 1 | 15 | 15 | CONSUMER | AEI-1
850 | DGA-309 | VIOM NETWORK LIMITED, NADANAHALLI, KASABA HOBLI, MYSURU TALUK & DISTRICT. | [20 empty] | DG | 1 | 15 | 15 | CONSUMER | AEI-1
851 | DGA-313 | VIOM NETWORK LIMITED, OPP FARROQUIA GIRLS HIGH SCHOOL, MYSURU | [20 empty] | DG | 1 | 15 | 15 | CONSUMER | AEI-1
852 | DGA-314 | VIOM NETWORK LIMITED, RAMMNAHALLI, MYSURU TALUK. | [20 empty] | DG | 1 | 15 | 15 | CONSUMER | AEI-1
853 | DGA-315 | VIOM NETWORK LIMITED, SIDDAPPAJI TEMPLE ROAD, GANDHINAGAR, LASHKAR MOHALLA, MYSURU | [20 empty] | DG | 1 | 15 | 15 | CONSUMER | AEI-1
854 | DGA-316 | VIOM NETWORK LIMITED, SITE OF SRI NANJUNDA ARADHYA, VARUNA HOBLI, MYSURU DISTRICT. | [20 empty] | DG | 1 | 15 | 15 | CONSUMER | AEI-1
855 | DGA-318 | VIOM NETWORK LIMITED, SY.NO:197/2, KH.NO:195, UTTANAHALLI VILLAGE, VARUNA HOBLI, MYSURU DISTRICT. | [20 empty] | DG | 1 | 15 | 15 | CONSUMER | AEI-1
856 | DGA-319 | VIOM NETWORK LIMITED, TEACHERS COLONY, HALE KESARE, MYSURU. | [20 empty] | DG | 1 | 15 | 15 | CONSUMER | AEI-1
857 | DGA-321 | VIOM NETWORK LIMITED,1ST STAGE, KESARE, OPP LOURDE SCHOOL, RAJENDRANAGAR, MYSURU. | [20 empty] | DG | 1 | 25 | 25 | CONSUMER | AEI-1
858 | DGA-322 | VIOM NETWORK LIMITED,VAJAMANGALA, VARUNA HOBLI, MYSURU DISTRICT | [20 empty] | DG | 1 | 15 | 15 | CONSUMER | AEI-1
859 | DGA-323 | VIOM NETWORK Ltd., SY. NO. 108, D.NO: 711, 1st CROSS, USMNIA ROAD,MYSURU. | [20 empty] | DG | 1 | 15 | 15 | CONSUMER | AEI-1
860 | DGA-324 | VIOM NETWORKS LIMITED, KH.NO:2/3/2, UDBUR VILLAGE, NEAR LAKSHMINARAYANA SWAMY TEMPLE, JAYAPURA HOBLI, MYSURU TALUK. | [20 empty] | DG | 1 | 20 | 20 | CONSUMER | AEI-1
861 | DGA-328 | VODAFONE ESSAR SOUTH LIMITED, NO:133, SHIKA TOWER (KUSHI), RAMAVILAS ROAD, MYSURU. | [20 empty] | DG | 1 | 25 | 25 | CONSUMER | AEI-1
862 | DGA-330 | VODAFONE ESSAR SOUTH LIMITED, PROPERTY NO:223, NADANAHALLI, VARUNA HOBLI, LALITHADRIPURA, MYSURU TQ., | [20 empty] | DG | 1 | 10 | 10 | CONSUMER | AEI-1
863 | DGA-331 | VODAFONE ESSAR SOUTH LIMITED, S.NO:27, SY.NO:84, K.N.HUNDI, KADAKOLA POST, MYSURU TALUK. | [20 empty] | DG | 1 | 25 | 25 | CONSUMER | AEI-1
864 | DGA-332 | VODAFONE ESSAR SOUTH LIMITED, SY.NO:101/2, KH.NO:37, NAGANAHALLI, MYSURU TALUK. | [20 empty] | DG | 1 | 10 | 10 | CONSUMER | AEI-1
865 | DGA-336 | VIOM NETWORKS LIMITED, SY.NO:100/2, KH.NO:485, 486, NAGANAHALLI, KASABA HOBLI, MYSURU TALUK & DISTRICT. | [20 empty] | DG | 1 | 15 | 15 | CONSUMER | AEI-1
866 | DGA-338 | VOKKALIAGRA SAMUDAYA BHAVANA, VIDYARANYAPURAM, MYSURU. | [20 empty] | DG | 1 | 25 | 25 | CONSUMER | AEI-1
867 | DGA-339 | WIRE LESS TT INFO SERVICES LIMITED, NO:3207/B, MILL ROAD, 3RD CROSS, BANNIMANTAP EXTENSION, MYSURU. | [20 empty] | DG | 1 | 20 | 20 | CONSUMER | AEI-1
868 | DGA-342 | WIRELESS TT INFO SERVICES LIMITED, D.NO:78, 5TH CROSS, MAHADEVAPURA EXTENSION, UDAYAGIRI,MYSURU. | [20 empty] | DG | 1 | 20 | 20 | CONSUMER | AEI-1
869 | DGA-344 | WIRELESS TT INFO SERVICES LIMITED, NO:1784/23, G.B.PALYA MAIN ROAD, SIDDARTHANAGAR PO, NAZARBAD MOHALLA, MYSURU. | [20 empty] | DG | 1 | 20 | 20 | CONSUMER | AEI-1
870 | DGA-345 | WIRELESS TT INFO SERVICES LIMITED, NO:26/1A, 26/1C, RAJALAKSHMI DELUXE LODGE, SAYYAJI RAO ROAD, BAMBOO BAZAR, MYSURU | [20 empty] | DG | 1 | 20 | 20 | CONSUMER | AEI-1
871 | DGA-346 | WIRELESS TT INFO SERVICES LIMITED, NO:40/E, 2ND STAGE, INDUSTRIAL SUBURB, FORT MOHALLA, MYSURU. | [20 empty] | DG | 1 | 20 | 20 | CONSUMER | AEI-1
872 | DGA-348 | WIRE-LESS TT INFO SERVICES LIMITED, SY.NO:286, KADAKOLA VILLAGE, JAYAPURA HOBLI, MYSURU TALUK & DISTRICT. | [20 empty] | DG | 1 | 15 | 15 | CONSUMER | AEI-1
873 | DGA-350 | WIRELESS TT INFO SERVICES LIMITED, SY.NO:4/1, DUDDAGERE VILLAGE, VARUNA HOBLI, MYSURU TALUK & DISTRICT. | [20 empty] | DG | 1 | 15 | 15 | CONSUMER | AEI-1
874 | DGA-351 | WIRELESS TT INFO SERVICES LIMITED, SY.NO:43, NACHANAHALLI VILLAGE, KASABA HOBLI, JP NAGAR, SIDDALINGESHWARA LAYOUT, MYSURU. | [20 empty] | DG | 1 | 20 | 20 | CONSUMER | AEI-1
875 | DGA-352 | WIRELESS-TT INFO SERVICES LIMITED, NO:422, IST STAGE, GAYATHRIPURAM, NAZARBAD MOHALLA, BEHIND GAYATHRI CONVENT, MYSURU. | [20 empty] | DG | 1 | 20 | 20 | CONSUMER | AEI-1
876 | DGA-355 | M/s ATC INDIA TOWER CORPORATION PVT Ltd., SY.NO:141, NEAR AL-KAREEM SCHOOL, 5TH CROSS, SHANTINAGAR, MYSURU. | [20 empty] | DG | 1 | 15 | 15 | CONSUMER | AEI-1
877 | DGA-359 | VIOM NETWORKS LIMITED, KH.NO:441, VARAKODU VILLAGE & POST, VARUNA HOBLI, MYSURU TALUK & DISTRICT. | [20 empty] | DG | 1 | 15 | 15 | CONSUMER | AEI-1
878 | DGA-360 | POPULAR MOTOR CORPORATION, NO:1071, SNA COMPLEX, OPP: ZILLA PANCHAYATH OFFICE, CHAMRAJAPURAM, MYSURU. | [20 empty] | DG | 1 | 25 | 25 | CONSUMER | AEI-1
879 | DGA-361 | G.RAVISHANKAR, HOTEL RRR, GANDHI SQUARE, MYSURU. | [20 empty] | DG | 1 | 25 | 25 | CONSUMER | AEI-1
880 | DGA-371 | THE PROJECT MANAGER, KARUNA TRUST (REGD), 'MANASA PROJECT', CA-4, LALITHADRIPURA ROAD, K.C.LAYOUT, MYSURU. | [20 empty] | DG | 1 | 15 | 15 | CONSUMER | AEI-1
881 | DGA-372 | THE MANAGER, KARNATAKA BANK LIMITED, CHAMUNDIPURAM BRANCH, CHAMUNDIPURAM, MYSURU | [20 empty] | DG | 1 | 15 | 15 | CONSUMER | AEI-1
882 | DGA-375 | R.AJAYKUMAR SINGH, S.NO: 92,93,94, NAZARBAD , MAIN ROAD, NAZARBAD, MYSURU. | [20 empty] | DG | 1 | 15 | 15 | CONSUMER | AEI-1
883 | DGA-377 | B & K AGENCIES, "INDIAN OIL DEALERS" NETHAJI CIRCLE, NEW SAYYAJI RAO ROAD, MYSURU-570021. | [20 empty] | DG | 1 | 15 | 15 | CONSUMER | AEI-1
884 | DGA-382 | THE SECREATARY, ROTARY CHILDREN LIBRARY ASSOCIATION ROTARY CENTRE, NO. 1, JLB ROAD, MYSURU. | [20 empty] | DG | 1 | 20 | 20 | CONSUMER | AEI-1
885 | DGA-383 | THE EXECUTIVE OFFICER, "CHAMUNDESHWARI TEMPLE", UTNAALAMMA TEMPLE, CHAMUNDI HILL, MYSURU. | [20 empty] | DG | 1 | 15 | 15 | CONSUMER | AEI-1
886 | DGA-385 | VISHWAS SERVICE STATION, IOCL, T.NARASIPURA ROAD, SIDDARTHANAGAR, MYSURU. | [20 empty] | DG | 1 | 25 | 25 | CONSUMER | AEI-1
887 | DGA-386 | PRAKASH DIAGNOSTIC LABORATORY, NO. 2830, 1ST CROSS, N.S.ROAD, CHAMUNDIPURAM. MYSURU-04. | [20 empty] | DG | 1 | 15 | 15 | CONSUMER | AEI-1
888 | DGA-388 | JOINT REGISTRAR & CO-OPERATIVE SOCIETIES, PUBLIC REGION OFFICER BUILDING, SAYYAJI RAO ROAD, MYSURU. | [20 empty] | DG | 1 | 25 | 25 | CONSUMER | AEI-1
889 | DGA-389 | SREE KAMALA SALES & SERVICES , NO. 166, MYSURU-OOTY ROAD, MYSURU. | [20 empty] | DG | 1 | 20 | 20 | CONSUMER | AEI-1
890 | DGA-390 | THE PROPRIETOR, M/S SIDDARTHA SERVICE STATION, T.NARASIPURA ROAD, SIDDARTHA LAYOUT, MYSURU. | [20 empty] | DG | 1 | 20 | 20 | CONSUMER | AEI-1
891 | DGA-392 | REV.DEVAKUMAR K.P, ST.BARTHALOMEW'S CHURCH, BANGALORE-MYSURU ROAD, MYSURU. | [20 empty] | DG | 1 | 20 | 20 | CONSUMER | AEI-1
892 | DGA-393 | M/S S.KUMAR'S ENTERPRISES (INDIAN OIL CORPORATION), NO. 151, F2/1B, MYSURU-OOTY ROAD, MYSURU- 570025 | [20 empty] | DG | 1 | 15 | 15 | CONSUMER | AEI-1
893 | DGA-394 | SRI SYED ELIAS AHMED, # 4522, NEW 1-44, SHIVAJI ROAD, N.R.MOHALLA, MYSURU. | [20 empty] | DG | 1 | 15 | 15 | CONSUMER | AEI-1
894 | DGA-396 | SMT.SHALINI.K, NO:359, NEETHI MARGA, SIDDHARTHA LAYOUT, MYSURU | [20 empty] | DG | 1 | 20 | 20 | CONSUMER | AEI-1
895 | DGA-397 | M/S CAPITOL FUELS, UNIT-2,ADHOC COCO DEALER, SY NO:112, DDUTTL, BANDIPALYA, MYSURU | [20 empty] | DG | 1 | 20 | 20 | CONSUMER | AEI-1
896 | DGA-398 | SRI.KRISHNA RAO,NO:401,"PARIMALA LODGE",KRISHNA VILAS ROAD, DEVARAJA MOHALLA,NEAR JAGAN MOHAN PALACE,MYSURU | [20 empty] | DG | 1 | 20 | 20 | CONSUMER | AEI-1
897 | DGA-399 | THE MANAGING DIRECTOR,DISTRICT HOPCOMS,NEAR LALITHA MAHAL ROAD, MANGO ORCHADS,T.N.PURA ROAD, MYSURU | [20 empty] | DG | 1 | 15 | 15 | CONSUMER | AEI-1
898 | DGA-400 | THE MANAGING DIRECTOR,DISTRICT HOPCOMS,CURZON PARK,ALBERT VICTOR ROAD, AGRAHARA, CHAMARAJAPURAM, MYSURU | [20 empty] | DG | 1 | 15 | 15 | CONSUMER | AEI-1
899 | DGA-401 | M/S HOTEL SRINANDA, SRI.L.PUTTASWAMY, NO:119,K-57,BANNUMAIAH CHOWK,K.R.MOHALLA, MYSURU | [20 empty] | DG | 1 | 25 | 25 | CONSUMER | AEI-1
900 | DGA-402 | M/S N.RANGA RAO & SONS PRIVATE LIMITED, NO:1555, VANIVILAS ROAD, MYSURU | [20 empty] | DG | 1 | 15 | 15 | CONSUMER | AEI-1
901 | DGA-403 | SRI MARUTHI SERVICE STATION, RAJENDRA CIRCLE( FOUNTAIN CIRCLE),N.R.MOHALLA, MYSURU | [20 empty] | DG | 1 | 25 | 25 | CONSUMER | AEI-1
902 | SOA-1 | SRI SHARAD JOSHI, NO:9/9, KAIVALYA MARGA, SIDDARTHA LAYOUT, MYSURU | [20 empty] | SOLAR | 1 | 20 | 20 | CONSUMER | AEI-1
903 | SOA-2 | SMT.N.NAGARATHNAMMA, #382, ADISHAKTHI ROAD, VIDYASHANKARA NAGARA, MYSURU. | [20 empty] | SOLAR | 1 | 15 | 15 | CONSUMER | AEI-1
904 | SOA-3 | SRI G D SURESH, No:585/6, DEWANS ROAD, CHAMARAJA MOHALLA, MYSURU. | [20 empty] | SOLAR | 1 | 22 | 22 | CONSUMER | AEI-1
905 | DGA-2 | ADICHUNCHANAGIRI SAMUDAYA BHAVAN, T.N.PURA TOWN | [20 empty] | DG | 1 | 25 | 25 | CONSUMER | AEI-2
906 | DGA-3 | AIRCEL LIMITED, NO:448, SRI PARAMESWARA INDUSTRIES, SRI RAPURA EXTENSION, T.NARASIPURA. | [20 empty] | DG | 1 | 15 | 15 | CONSUMER | AEI-2
907 | DGA-5 | AIRCEL LIMITED, SY.NO:11, KALLAHALLI, KASABA HOBLI, NANJANGUD. | [20 empty] | DG | 1 | 15 | 15 | CONSUMER | AEI-2
908 | DGA-6 | AIRCEL LIMITED, SY.NO:219, RAMPUR VILLAGE, KANCHAMALLI POST, CHIKKAIAHANA CHATRA, NANJANGUD TALUK, MYSURU DISTRICT. | [20 empty] | DG | 1 | 15 | 15 | CONSUMER | AEI-2
909 | DGA-8 | AMBEDKAR SAMUDAYA BHAVANA, NANJANGUD ROAD, T.NARASIPURA. | [20 empty] | DG | 1 | 15 | 15 | CONSUMER | AEI-2
910 | DGA-16 | ATC TELECOM TOWER CORPORATION PVT. Ltd., SY.NO:41/2, PROPERTY NO:387, KAPPISOGI VILLAGE, CHANDRADARI POST, NANJANGUD TALUK, MYSURU DIST. | [20 empty] | DG | 1 | 15 | 15 | CONSUMER | AEI-2
911 | DGA-18 | MHADEVAPPA SMARAKA BHAVANA (CHOULTRY) T.N.PURA-NANJANGD ROAD, T.NARASIPURA, MYSURU DISTRICT | [20 empty] | DG | 1 | 20 | 20 | CONSUMER | AEI-2
912 | DGA-20 | BHART AIRTEL LIMITED, PASARI SPINNING MILLS, NO:54-55, INDUSTRIAL AREA, NANJANGUD. | [20 empty] | DG | 1 | 15 | 15 | CONSUMER | AEI-2
913 | DGA-22 | BHARTI AIRTEL LIMITED, ASSESSMENT NO:754:4, THAGADUR, BILIGERE HOBLI, NANJANGUD TALUK, MYSURU DISTRICT. | [20 empty] | DG | 1 | 10 | 10 | CONSUMER | AEI-2
914 | DGA-24 | BHARTI AIRTEL LIMITED, NO:1-181/C, HOSA BEEDHI, TALAKADU, T.N.PURA TALUK. | [20 empty] | DG | 1 | 15 | 15 | CONSUMER | AEI-2
915 | DGA-26 | BHARTI AIRTEL LIMITED, PROPERTY NO:393/2A, MUGUR VILLAGE, T.N.PURA TALUK, MYSURU DISTRICT. | [20 empty] | DG | 1 | 10 | 10 | CONSUMER | AEI-2
916 | DGA-27 | BHARTI AIRTEL LIMITED, PROPERTY NO:498/2, HEDATHALE VILLAGE, NANJANGUD TALUK, MYSURU DISTRICT. | [20 empty] | DG | 1 | 10 | 10 | CONSUMER | AEI-2
917 | DGA-28 | BHARTI AIRTEL LIMITED, SY.NO:10/2, SOMANATHAPURA, T.N.PURA TALUK, MYSURU DISTRICT. | [20 empty] | DG | 1 | 15 | 15 | CONSUMER | AEI-2
918 | DGA-29 | BHARTI AIRTEL LIMITED, SY.NO:347, HULLHALLI VILLAGE, NANJANGUD TALUK, MYSURU DISTRICT. | [20 empty] | DG | 1 | 15 | 15 | CONSUMER | AEI-2
919 | DGA-30 | BHARTI AIRTEL LIMITED, SY.NO:471/1B, HADINARU MULE VILLAGE, CHIKKAIAHANACHATRA HOBLI, NANJANGUD TALUK, MYSURU DISTRICT. | [20 empty] | DG | 1 | 15 | 15 | CONSUMER | AEI-2
920 | DGA-31 | BHARTI AIRTEL LIMITED, SY.NO:643/1, KH.NO:1023.2, SOSALE VILLAGE, T.N.PURA TALUK, MYSURU DISTRICT. | [20 empty] | DG | 1 | 10 | 10 | CONSUMER | AEI-2
921 | DGA-32 | BHARTI AIRTEL LIMITED, SY.NO:864/7, HADINARU VILLAGE, CHIKKAIAHANA CHATRA HOBLI, NANJANGUD TALUK, MYSURU DISTRICT. | [20 empty] | DG | 1 | 15 | 15 | CONSUMER | AEI-2
922 | DGA-33 | BHARTI INFRATEL LIMITED, KAVALANDE VILLAGE, NANJANGUD TALUK, MYSURU DISTRICT. | [20 empty] | DG | 1 | 7.5 | 7.5 | CONSUMER | AEI-2
923 | DGA-37 | BHARTI INFRATEL LIMITED, SY.NO:70/6A, DODDAMULAGODU VILLAGE, BANNUR HOBLI, T.N.PURA TALUK, MYSURU DIST. | [20 empty] | DG | 1 | 10 | 10 | CONSUMER | AEI-2
924 | DGA-38 | BHARTI MOBILE LIMITED, 54-55, INDUSTRIAL AREA, NANJANGUD. | [20 empty] | DG | 1 | 15 | 15 | CONSUMER | AEI-2
925 | DGA-41 | BHARTI TELEVENTURES LIMITED, KH.NO:2413:1177-1:2413, MM ROAD, BANNUR, T.N.PURA TALUK, MYSURU DISTRICT. | [20 empty] | DG | 1 | 25 | 25 | CONSUMER | AEI-2
926 | DGA-43 | BHAVASAR BHAVAN TRUST, GOWRIGHATTADA ROAD,NANJANGUD. | [20 empty] | DG | 1 | 25 | 25 | CONSUMER | AEI-2
927 | DGA-46 | CALIBRE INDUSTRIES, SY.NO:157/1, THANDYA INDUSTRIAL AREA, NANJANGUD TALUK, MYSURU DISTRICT. | [20 empty] | DG | 1 | 25 | 25 | CONSUMER | AEI-2
928 | DGA-51 | SRI.N.SRIKANTA PRASAD, SRI SRIKANTESHWARA FUELS, NO:178, TRIVENINAGAR, T.N.PURA 571 124 | [20 empty] | DG | 1 | 25 | 25 | CONSUMER | AEI-2
929 | DGA-55 | DEVANOOR MILK PRODUCERS CO-OPERATIVE SOCIETY, DEVANOOR VILLAGE & POST, DODDAKAVALANDE HOBLI, NANJANGUD TALUK, MYSURU DISTRICT. | [20 empty] | DG | 1 | 20 | 20 | CONSUMER | AEI-2
930 | DGA-60 | SRI SIDDESHWARA SERVICE STATION, INDIAN OIL DEALER, NO: 2411, M.M.ROAD, BANNUR, T.N.PURA TALUK. | [20 empty] | DG | 1 | 15 | 15 | CONSUMER | AEI-2
931 | DGA-63 | SRI.P.JAYASHEKARA SWAMY, M/S SHIVA SERVICE STATION, OLD THIRUMAKUDALU CIRCLE, MYSURU MAIN ROAD,T.NARASIPURA TALUK, MYSURU DISTRICT. | [20 empty] | DG | 1 | 15 | 15 | CONSUMER | AEI-2
932 | DGA-74 | GTL INFRASTRUCTURE LIMITED, SY.NO:240, NR RICE MILLS, MM ROAD, BANNUR. | [20 empty] | DG | 1 | 25 | 25 | CONSUMER | AEI-2
933 | DGA-78 | GTL INFRASTRUCTURE LIMITED, SY.NO:394, BEHIND TELEPHONE EXCHANGE. TRIVENI NAGAR, T.N.PURA. | [20 empty] | DG | 1 | 15 | 15 | CONSUMER | AEI-2
934 | DGA-96 | HUTCHISON ESSAR SOUTH LIMITED, KH.NO:2413:1177-1:2413, MM ROAD, BANNUR, T.N.PURA TALUK, MYSURU DISTRICT. | [20 empty] | DG | 1 | 15 | 15 | CONSUMER | AEI-2
935 | DGA-99 | HUTCHISON ESSAR SOUTH LIMITED, PROPERTY NO:1323, S.NO:69, 5TH BLOCK, TALAKAD, T.N.PURA TALUK, MYSURU DISTRICT. | [20 empty] | DG | 1 | 15 | 15 | CONSUMER | AEI-2
936 | DGA-101 | HUTCHISON ESSAR SOUTH LIMITED, PROPERTY NO:9, SY.NO:41 & 42(P), NEW STREET TALKAD, T.N.PURA TALUK. | [20 empty] | DG | 1 | 15 | 15 | CONSUMER | AEI-2
937 | DGA-103 | HUTCHISON ESSAR SOUTH LIMITED, S.NO:37, NEW ASSESSMENT NO:3864/37B, NEELAKANTANAGAR LAYOUT, NANJANGUD. | [20 empty] | DG | 1 | 15 | 15 | CONSUMER | AEI-2
938 | DGA-104 | HUTCHISON ESSAR SOUTH LIMITED, S.NO:75(PARK) & 76, NEAR ANGANAWADI, SOSALE MAIN ROAD, SOSALE, T.N.PURA TALUK, MYSURU DISTRICT. | [20 empty] | DG | 1 | 15 | 15 | CONSUMER | AEI-2
939 | DGA-106 | HUTCHISON ESSAR SOUTH LIMITED, SY.NO:362/2, NEAR S.KUMARS, THANDYA INDUSTRIAL AREA, NANJANGUD. | [20 empty] | DG | 1 | 25 | 25 | CONSUMER | AEI-2
940 | DGA-107 | HUTCHISON ESSAR SOUTH LIMITED, SY.NO:37/1, M.C.SAW MILL MAIN ROAD, GARGESHWARI, T.N.PURA TALUK. | [20 empty] | DG | 1 | 15 | 15 | CONSUMER | AEI-2
941 | DGA-108 | HUTCHISON ESSAR SOUTH LIMITED, SY.NO:393/2A, KH.NO:630, NAYAKARA BEEDHI, MUGURU, T.N.PURA TALUK. | [20 empty] | DG | 1 | 15 | 15 | CONSUMER | AEI-2
942 | DGA-110 | HUTCHISON ESSAR SOUTH LIMITED, SY.NO:433, MYSURU-MALAVALLI ROAD, BANNUR, T.N.PURA TALUK, MYSURU DISTRICT. | [20 empty] | DG | 1 | 15 | 15 | CONSUMER | AEI-2
943 | DGA-111 | HUTCHISON ESSAR SOUTH LIMITED, SY.No:53/1A1C, VIVEKANANDANAGAR, COLLGE ROAD, T.N.PURA. | [20 empty] | DG | 1 | 15 | 15 | CONSUMER | AEI-2
944 | DGA-112 | HUTCHISON ESSAR SOUTH LIMITED, SY.NO:888/78, D.K.HUNDI VILLAGE & POST, THAGADUR, NANJANGUD TALUK. | [20 empty] | DG | 1 | 15 | 15 | CONSUMER | AEI-2
945 | DGA-115 | SREE SOMAVAMANSHA ARYA KSHATRIYA JANANGADHA KALYANA MANTAPA TRUST(Regd.), NO: 1708, GOWRIGHATTA ROAD, NANJANGUD. | [20 empty] | DG | 1 | 20 | 20 | CONSUMER | AEI-2
946 | DGA-117 | MYSURU CHAMRAJANAGAR DIST CO-OPERATIVE MILK PRODUCERS SCIETIES UNION LIMITED @ BENAKANAHALLY BMC, T.N.PURA TALUK, MYSURU DISTRICT. | [20 empty] | DG | 1 | 25 | 25 | CONSUMER | AEI-2
947 | DGA-118 | MYSURU CHAMRAJANAGAR DIST CO-OPERATIVE MILK PRODUCERS SCIETIES UNION LIMITED @ CHIDDRAVALLI BMC, T.N.PURA TALUK, MYSURU DISTRICT. | [20 empty] | DG | 1 | 25 | 25 | CONSUMER | AEI-2
948 | DGA-121 | INDUS TOWERS LIMITED, KH.NO:326, MADAPURA VILLAGE, TALAKADU HOBLI, T.N.PURA TALUK, MYSURU DISTRICT. | [20 empty] | DG | 1 | 15 | 15 | CONSUMER | AEI-2
949 | DGA-124 | INDUS TOWERS LIMITED, NO:87/1A, ALAMBUR, VARALAVADI POST, BILIGERE HOBLI, NANJANGUD TALUK. | [20 empty] | DG | 1 | 15 | 15 | CONSUMER | AEI-2
950 | DGA-125 | INDUS TOWERS LIMITED, PANCHAYAT JANJAR NO:291, BEVINAHALLI VILLAGE, KETHUPURA POST SOSALE HOBLI, T.N.PURA TALUK. | [20 empty] | DG | 1 | 15 | 15 | CONSUMER | AEI-2
951 | DGA-127 | INDUS TOWERS LIMITED, PROPERTY NO:207, MUTHALAVADI KEBBE HUNDI VILLAGE & POST, T.N.PURA TALUK, MYSURU DISTRICT. | [20 empty] | DG | 1 | 15 | 15 | CONSUMER | AEI-2
952 | DGA-128 | INDUS TOWERS LIMITED, PROPERTY NO:234, BEEDANAHALLI VILLAGE, HANUMANALU POST, BANNUR HOBLI, T.N.PURA TALUK. | [20 empty] | DG | 1 | 15 | 15 | CONSUMER | AEI-2
953 | DGA-130 | INDUS TOWERS LIMITED, SY,NO:3/2A, HUNASANAHALLI VILLAGE, KASABA HOBLI, NANJANGUD TALUK, MYSURU DISTRICT. | [20 empty] | DG | 1 | 15 | 15 | CONSUMER | AEI-2
954 | DGA-131 | INDUS TOWERS LIMITED, SY.NO:101/2, T.MEGADAHALLI, KUKKUR POST, TALAKADU HOBLI, T.N.PURA TALUK, MYSURU DISTRICT. | [20 empty] | DG | 1 | 15 | 15 | CONSUMER | AEI-2
955 | DGA-133 | INDUS TOWERS LIMITED, SY.NO:202, KH.NO:819, CHUNCHANAHALLI VILLAGE, KAVALANDE HOBLI, NANJANGUD TALUK, MYSURU DISTRICT. | [20 empty] | DG | 1 | 15 | 15 | CONSUMER | AEI-2
956 | DGA-134 | INDUS TOWERS LIMITED, SY.NO:226/1, KORAHATTI VILLAGE & POST, MUGUR HOBLI, T.N.PURA TALUK, MYSURU DISTRICT. | [20 empty] | DG | 1 | 15 | 15 | CONSUMER | AEI-2
957 | DGA-136 | INDUS TOWERS LIMITED, SY.NO:38/5, NO:298, BUDAHALLI, CHIDARAVALLI POST, SOSALE HOBLI, T.N.PURA TALUK, MYSURU DISTRICT. | [20 empty] | DG | 1 | 15 | 15 | CONSUMER | AEI-2
958 | DGA-137 | INDUS TOWERS LIMITED, SY.NO:41, HOSAKUKKUR, KUKKUR VILLAGE, TALAKADU POST, T.N.PURA TALUK, MYSURU DISTRICT. | [20 empty] | DG | 1 | 15 | 15 | CONSUMER | AEI-2
959 | DGA-138 | INDUS TOWERS LIMITED, SY.NO:418, NEAR RAMAN BOARDS, THANDAVAPURA VILLAGE, NANJANGUD TALUK, MYSURU DISTRICT. | [20 empty] | DG | 1 | 15 | 15 | CONSUMER | AEI-2
960 | DGA-139 | INDUS TOWERS LIMITED, SY.NO:62/1, OPP: BANNARI AMMAN SUGARS LIMITED, MALLAPURA VILLAGE & POST, NANJANGUD TALUK, MYSURU DISTRICT. | [20 empty] | DG | 1 | 15 | 15 | CONSUMER | AEI-2
961 | DGA-140 | INDUS TOWERS LIMITED, SY.NO:64, MALLAHALLI VILLAGE, DODDAKAVALANDE HOBLI, NANAJANGUD TALUK. | [20 empty] | DG | 1 | 15 | 15 | CONSUMER | AEI-2
962 | DGA-148 | JSS SABHA BHAVAN, T.N.PURA | [20 empty] | DG | 1 | 15 | 15 | CONSUMER | AEI-2
963 | DGA-150 | JSS SAMUDAYA BHAVANA, MUDUKUTHORE, T.NARASIPURA TALUK, MYSURU DISTRICT. | [20 empty] | DG | 1 | 20 | 20 | CONSUMER | AEI-2
964 | DGA-153 | INDUS TOWERS LIMITED, PLOT NO:71 & 72, KIADB IND AREA, KALLAHALLI VILLAGE, NANJANGUD TALUK, MYSURU DISTRICT | [20 empty] | DG | 1 | 25 | 25 | CONSUMER | AEI-2
965 | DGA-158 | INDUS TOWERS LIMITED, SY.NO:911/1, KH NO:321, DODDEBAGILU VILLAGE, T.N.PURA TALUK, MYSURU DISTRICT. | [20 empty] | DG | 1 | 15 | 15 | CONSUMER | AEI-2
966 | DGA-164 | M/S INDUS TOWERS LIMITED, GO NO:189, SRI VEERABHADRA SWAMY, NEAR BUS STAND, DASHNUR POST, NANJANGUD TALUK, MYSURU DISTRICT. | [20 empty] | DG | 1 | 15 | 15 | CONSUMER | AEI-2
967 | DGA-165 | M/S INDUS TOWERS LIMITED, Kh.No:310/8, KAVALANDE VILLAGE, NANJANGUD TALUK, MYSURU DISTRICT. | [20 empty] | DG | 1 | 15 | 15 | CONSUMER | AEI-2
968 | DGA-166 | M/S INDUS TOWERS LIMITED, N0:14/P1, BANKHALLI, HULLAHALLI HOBLI, NANJANGUD TALUK, MYSURU DISTRICT. | [20 empty] | DG | 1 | 15 | 15 | CONSUMER | AEI-2
969 | DGA-167 | M/S INDUS TOWERS LIMITED, NO:243, VPA NO:230/286, KURBUR VILLAGE,T.NARASIPURA TALUK,MYSURU DISTRICT. | [20 empty] | DG | 1 | 15 | 15 | CONSUMER | AEI-2
970 | DGA-168 | M/S INDUS TOWERS LIMITED, Open Plot Of SRI.B.L.JAYASIMHA, VIDYANAGARA GATE, OOTY ROAD, NANJANGUD , MYSURU DISTRICT. | [20 empty] | DG | 1 | 15 | 15 | CONSUMER | AEI-2
971 | DGA-169 | M/S INDUS TOWERS LIMITED, OPP BIG WATER TANK, T.N.PURA MAIN ROAD, BILIGERE VILLAGE, NANJANGUD TALUK, MYSURU DISTRICT. | [20 empty] | DG | 1 | 15 | 15 | CONSUMER | AEI-2
972 | DGA-170 | M/S INDUS TOWERS LIMITED, PROPERTY NO:162, JANJAR NO:120, BHAIRAPURA,NEAR TRIVENI NAGAR,T.NARASIPURA TALUK, MYSURU DISTRICT. | [20 empty] | DG | 1 | 15 | 15 | CONSUMER | AEI-2
973 | DGA-172 | M/S INDUS TOWERS LIMITED, SY.NO:157/1, SINDHUVALLI VILLAGE, KASABA HOBLI, NANJANGUD TALUK, MYSURU DISTRICT. | [20 empty] | DG | 1 | 15 | 15 | CONSUMER | AEI-2
974 | DGA-173 | M/S INDUS TOWERS LIMITED, SY.NO:1912/1, NEAR BUS STOP, MAKANAHALLI,BANNUR POST,T.NARASIPURA TALUK,MYSURU DISTRICT. | [20 empty] | DG | 1 | 15 | 15 | CONSUMER | AEI-2
975 | DGA-174 | M/S INDUS TOWERS LIMITED, SY.NO:286/3, GODDANAPURA VILLAGE, CHIKKAYANACHATRA HOBLI, NANJANGUD TALUK, MYSURU DISTRICT. | [20 empty] | DG | 1 | 15 | 15 | CONSUMER | AEI-2
976 | DGA-175 | M/S INDUS TOWERS LIMITED, SY.NO:294/1, COCONUT TREE LAND, UPPINAHALLI ROAD, DEVARASANAHALLI POST, NANJANGUD TALUK, MYSURU DISTRICT. | [20 empty] | DG | 1 | 15 | 15 | CONSUMER | AEI-2
977 | DGA-176 | M/S INDUS TOWERS LIMITED, SY.NO:34, NAGANAPURA VILLAGE, HULLAHALLI HOBLI, NANJANGUD TALUK, MYSURU DISTRICT. | [20 empty] | DG | 1 | 15 | 15 | CONSUMER | AEI-2
978 | DGA-177 | M/S INDUS TOWERS LIMITED, SY.NO:487, ALAGANCHI VILLAGE, NANJANGUD TALUK, MYSURU DISTRICT. | [20 empty] | DG | 1 | 15 | 15 | CONSUMER | AEI-2
979 | DGA-193 | MYSURU-CHAMARAJANAGAR DISTRICT CO-OPERATIVE MILK PRODUCERS SOCIETIES UNION LIMITED, HANUMANALU VILLAGE, T.N.PURA TALUK, MYSURU DISTRICT. | [20 empty] | DG | 1 | 25 | 25 | CONSUMER | AEI-2
980 | DGA-194 | MYSURU-CHAMARAJANAGAR DISTRICT CO-OPERATIVE MILK PRODUCERS SOCIETIES UNION LIMITED,KETHUPURA VILLAGE, T.N.PURA TALUK, MYSURU DISTRICT. | [20 empty] | DG | 1 | 25 | 25 | CONSUMER | AEI-2
981 | DGA-196 | NANJANGUD TALUK M.S.P.C., KASUVINAHALLI VILLAGE, NANJANGUD TALUK, MYSURU DISTRICT. | [20 empty] | DG | 1 | 20 | 20 | CONSUMER | AEI-2
982 | DGA-232 | RELIANCE INFOCOM LIMITED, NO:2896/2424, SRP ROAD, BANNUR. | [20 empty] | DG | 1 | 15 | 15 | CONSUMER | AEI-2
983 | DGA-233 | RELIANCE INFOCOM LIMITED, PLOT NO:8CA, KIADB INDUSTRIAL AREA, NANJANGUD. | [20 empty] | DG | 1 | 15 | 15 | CONSUMER | AEI-2
984 | DGA-239 | RELIANCE INFOCOMM LIMITED, T.NARASIPURA. | [20 empty] | DG | 1 | 15 | 15 | CONSUMER | AEI-2
985 | DGA-242 | S&S ASSOCIATES,LPG BOTTLING (P) Ltd., PLOT NO:11(P) & 3P1, THANDYA INDUSTRIAL AREA, THANDAVAPURA, CHIKKAIAHANA CHATHRA, NANJANGUD TALUK, MYSURU DISTRICT. | [20 empty] | DG | 1 | 25 | 25 | CONSUMER | AEI-2
986 | DGA-251 | SIDDARTHA PRIYADARSHINI SERVICE STATION, T.NARASIPURA , MYSURU DISTRICT. | [20 empty] | DG | 1 | 20 | 20 | CONSUMER | AEI-2
987 | DGA-263 | HDFC BANK, VINAYAKA COMPLEX, R.P.ROAD, NANJANGUD. | [20 empty] | DG | 1 | 25 | 25 | CONSUMER | AEI-2
988 | DGA-283 | T.NARASIPURA TALUK M.S.P.C., BANNUR VILLAGE, T.N.PURA TALUK, MYSURU DISTRICT. | [20 empty] | DG | 1 | 20 | 20 | CONSUMER | AEI-2
989 | DGA-284 | TATA TELE SERVICES LIMITED, NO:1993/1924 SRI SRIKANTESHWARA RICE MILL OPP RAILWAY STATION, CHANALAPURA STREET, NANJANGUD. | [20 empty] | DG | 1 | 20 | 20 | CONSUMER | AEI-2
990 | DGA-286 | TATA TELE SERVICES LIMITED, NO:53/1A, COLLEGE ROAD, OPP TO STATE BANK, BYRAPURA VILLAGE, T.N.PURA, | [20 empty] | DG | 1 | 20 | 20 | CONSUMER | AEI-2
991 | DGA-301 | VIOM NETWORK LIMITED, ALAGODU VILLAGE, T.N.PURA | [20 empty] | DG | 1 | 10 | 10 | CONSUMER | AEI-2
992 | DGA-306 | VIOM NETWORK LIMITED, KHB COLONY, NANJANGUD TOWN | [20 empty] | DG | 1 | 15 | 15 | CONSUMER | AEI-2
993 | DGA-311 | VIOM NETWORK LIMITED, NEAR SANTHAMALA, BANNUR | [20 empty] | DG | 1 | 15 | 15 | CONSUMER | AEI-2
994 | DGA-312 | VIOM NETWORK LIMITED, OLD STREET. TALAKADU POST. T.N.PURA TALUK | [20 empty] | DG | 1 | 10 | 10 | CONSUMER | AEI-2
995 | DGA-317 | VIOM NETWORK LIMITED, SRIKANTAPURI LAYOUT, NANJANGUD | [20 empty] | DG | 1 | 15 | 15 | CONSUMER | AEI-2
996 | DGA-320 | VIOM NETWORK LIMITED, THANDAVAPURA MAIN ROAD, NANJANGUD TALUK,MYSURU DISTRICT. | [20 empty] | DG | 1 | 25 | 25 | CONSUMER | AEI-2
997 | DGA-325 | VIOM NETWORKS LIMITED, SITE NO:285/2, OPP:SIPM, BANCHALLIHUNDI, CHIKKAYANACHATRA HOBLI, NANJANGUD TALUK, MYSURU DISTRICT. | [20 empty] | DG | 1 | 20 | 20 | CONSUMER | AEI-2
998 | DGA-326 | VIOM NETWORKS LIMITED, SITE NO:593, BANNUR TOWN, MALAVALLI ROAD, BANNUR, T.N.PURA TALUK, MYSURU DISTRICT. | [20 empty] | DG | 1 | 20 | 20 | CONSUMER | AEI-2
999 | DGA-329 | VODAFONE ESSAR SOUTH LIMITED, PROPERTY NO:134, SY.NO:355/1A, HULLAHALLI-571314, NANJANGUD TALUK. | [20 empty] | DG | 1 | 15 | 15 | CONSUMER | AEI-2
1000 | DGA-333 | VODAFONE ESSAR SOUTH LIMITED, SY.NO:319, KH.NO:191, AMBLE VILLAGE, HALLARE POST,NANJANGUD TALUK. | [20 empty] | DG | 1 | 10 | 10 | CONSUMER | AEI-2
1001 | DGA-334 | VODAFONE ESSAR SOUTH LIMITED, SY.NO:393/2A, KH.NO:630, NAYAKARA BEEDHI, MUGURU VILLAGE, T.N.PURA TALUK. | [20 empty] | DG | 1 | 15 | 15 | CONSUMER | AEI-2
1002 | DGA-335 | VODAFONE ESSAR SOUTH LIMITED, SY.NO:4/1, KH.NO:69, KALALE VILLAGE, NANJANGUD TALUK. | [20 empty] | DG | 1 | 10 | 10 | CONSUMER | AEI-2
1003 | DGA-340 | WIRE LESS TT INFO SERVICES LIMITED, NO:83, DODDAKAVALANDE VILLAGE, NANJANGUD TALUK. | [20 empty] | DG | 1 | 15 | 15 | CONSUMER | AEI-2
1004 | DGA-341 | WIRE LESS TT INFO SERVICES LIMITED, SY.NO:23, SOMANATHAPURA, SOSALE HOBLI, T.N.PURA TALUK, MYSURU | [20 empty] | DG | 1 | 15 | 15 | CONSUMER | AEI-2
1005 | DGA-343 | WIRE-LESS TT INFO SERVICES LIMITED, KH.NO:2413/2277/1, MM ROAD, OPP PURASABHA, BANNUR TOWN, T.N.PURA TALUK. | [20 empty] | DG | 1 | 20 | 20 | CONSUMER | AEI-2
1006 | DGA-347 | WIRELESS TT INFO SERVICES LIMITED, PROPERTY NO:178, ASSESSMENT NO:258/2, SOSALE VILLAGE, T.N.PURA TALUK, MYSURU DISTRICT. | [20 empty] | DG | 1 | 20 | 20 | CONSUMER | AEI-2
1007 | DGA-349 | WIRELESS TT INFO SERVICES LIMITED, SY.NO:324/7, 324/8, 324/9, 324/11, VADAYANDAHALLI VILLAGE, TALAKADU HOBLI, T.N.PURA TALUK. | [20 empty] | DG | 1 | 15 | 15 | CONSUMER | AEI-2
1008 | DGA-353 | WIRELESS-TT INFO SERVICES LIMITED, SY.NO:1319, GAUTHAM ROAD, NEELAKANTHANAGAR,NANJANGUD TOWN. | [20 empty] | DG | 1 | 20 | 20 | CONSUMER | AEI-2
1009 | DGA-354 | WIRELESS-TT INFO SERVICES LIMITED, SY.NO:4/2, KH.NO:431, ALGODU VILLAGE, T.NARASIPURA. | [20 empty] | DG | 1 | 20 | 20 | CONSUMER | AEI-2
1010 | DGA-357 | VIOM NETWORKS LIMITED, SY.NO:373/323, SRP ROAD, OPP SUB REGISTRAR OFFICE, AGC COMPLEX, BANNUR TOWN, T.N.PURA TALUK, MYSURU DISTRICT. | [20 empty] | DG | 1 | 20 | 20 | CONSUMER | AEI-2
1011 | DGA-358 | VIOM NETWORKS LIMITED, SY.No:206/1, SUTTUR VILLAGE, BILIGERE HOBLI, NANJANGUD TALUK, MYSURU DIRTICT. | [20 empty] | DG | 1 | 15 | 15 | CONSUMER | AEI-2
1012 | DGA-363 | SHIVARATHRESHWARA SERVICE STATION, SUTTUR VILLAGE, NANJANGUD TALUK. | [20 empty] | DG | 1 | 15 | 15 | CONSUMER | AEI-2
1013 | DGA-368 | INDUS TOWERS LIMITED, SITE NO:350/3, KHATHA NO:420, HELAWARAHUNDI VILLAGE, KASABA HOBLI, T.N.PURA TALUK, MYSURU DISTRICT. | [20 empty] | DG | 1 | 15 | 15 | CONSUMER | AEI-2
1014 | DGA-384 | THE PRINCIPAL, VIDYODAYA ARTS & COMMERCE FIRST GRADE COLLEGE, T.NARASIPURA, MYSURU-571124. | [20 empty] | DG | 1 | 20 | 20 | CONSUMER | AEI-2
1015 | DGA-387 | SRI MAHADESHWARA SERVICE STATION, THANDAVAPURA, MYSURU-OOTY ROAD, NANJANGUD TALUK. | [20 empty] | DG | 1 | 15 | 15 | CONSUMER | AEI-2
1016 | DGA-391 | SRI.O.V.VENKATESH BABU, BALAJI FUELS, NO. 309/304, NEXT TO MALLANAMULLA MUTT, SUJATHAPURAM, NANJANGUD TALUK. MYSURU DISTRICT. | [20 empty] | DG | 1 | 15 | 15 | CONSUMER | AEI-2
1017 | DGA-395 | M/S VASUKI FUELS, SY NO:76, DEVIRAMMANAHALLI, OOTY ROAD, NANAJANGUD TALUK, MYSURU | [20 empty] | DG | 1 | 25 | 25 | CONSUMER | AEI-2
[5 empty] | 0 | 0 | 0 | 0 | 0 | 272 | 55178 | 55378 | 0 | 0 | 74 | 83 | 0 | 0 | 5 | 0 | 290 | 2 | 0 | 814 | 42371 | 42371