## ACEI,BS
RTI 4(1)(A) OF ADDITIONAL CHIEF ELECTRICAL INSPECTOR, BENGALURU SOUTH
SL. NO | FILE NO | NAME & POSTAL ADDRESS OF THE INSTALLATION | GENERATING STATIONS | [5 empty] | MUSS |  | HT / EHT |  |  | HT MSB |  | LT MSB |  | MULTIPLEX CINEMA/PT/SPT/TT |  | X-RAY IN NOS | NEON SIGNS IN NOS | LIFTS/ ESCALATOR/ PASSENGER CONVEYORS |  | GENERATOR SETS |  |  |  | REMARKS | PI POWERS AS PER DOP
|  |  | CPP/ IPP | KPCL / PRIVATE | TYPE(HYDEL/ THERMAL/WTG/ CO GEN/ BIO MASS/ Solar/Others ) | Nos | CAPACITY IN KVA | TOTAL | 400kV/220kV/110kV/66kV/33kV/PS | No | HT / EHT | CAPACITY IN KVA | TOTAL in KVA | NO. OF FIRMS | NO. OF BLOCKS | NO. OF FIRMS | NO. OF BLOCKS | MP/PT/SPT/TT/VIDEO | NO OF SCREENS |  |  | LIFT NOS | ESCALATORS NOS | DG/TG/SOLAR | Nos | CAPACITY IN KVA | TOTAL in KVA | KPCL/KPTCL/PRIVATE/CONSUMER | ACEI/DCEI/EI/DEI/AEI
1 | F-1 | The Facility Manager, Royal Gardenia, "Gardenia Comfortes Suites", 52 & 66, Bommasandra Industrial Area, Hosur Main Road, Bangalore 560 099. | [8 empty] | HT | 1x 950KVA | 950 | 1 | 1 | [6 empty] | 4 | 0 | DG | 2 | (1x160+1x125) | 285 | Private | ACEI,BS
2 | F-2 | The Facility Manager, M/s. Vaswani Centropolis, “ Prime Rose Reality Projects”, Lanford Garden, Shanthinagar, Bangalore - 27 | [8 empty] | HT | 2x 750KVA | 1500 | 1 | 2 | [6 empty] | 4 | 2 | DG | 3 | 3 x 500KVA | 1500 | Private | ACEI,BS
3 | F-3 | The Facility Manger, M/s. Kalyani Magnum, Sy No:152/4, 125/17, 165/2, 165/12, 11,15, Doresanipalya, IIM Post, BG Road, Bangalore - 560076 | [8 empty] | HT | 4x2500 | 10000 | 1 | 2 | [6 empty] | 22 | 0 | DG | 4 | 2x1860+ 2x1425 | 6570 | Private | ACEI,BS
4 | F-4 | The Facility Manger, M/s HM Vibha Towers, No:66/25, Near The Forum, Luskar-Hosur Road, Koramangala, Bangalore-95 | [8 empty] | HT | (1x1250 + 1x1000) KVA | 2250 | 1 | 1 | [6 empty] | 4 | 0 | DG | 2 | (1x 500 + 1x200) KVA | 700 | Private | ACEI,BS
5 | F-5 | The Facility Manger, M/s Star Bazar, “HM Vibha Towers”, No:66/25, Near The Forum, Luskar-Hosur Road, Koramangala, Bangalore-95. | [11 empty] | 0 | 0 | [6 empty] | 1 | 4 | DG | 1 | 1x750KVA | 750 | Private | ACEI,BS
6 | F-6 | The Facility Manger, M/s Aircel, 3rd floor, “HM Vibha Towers”, No:66/25, Near The Forum, Luskar-Hosur Road, Koramangala, Bangalore-95. | [11 empty] | 0 | 0 | [6 empty] | 0 | 0 | DG | 2 | 2x700KVA | 1400 | Private | ACEI,BS
7 | F-7 | The Facility Manger, M/s Raffles, 4th floor, “HM Vibha Towers”, No: 66/25, Near the Forum, Luskar-Hosur Road, Koramangala, Bangalore-95. | [11 empty] | 0 | 0 | [6 empty] | 0 | 0 | DG | 1 | 1x500KVA | 500 | Private | ACEI,BS
8 | F-8 | The Facility Manger, M/s Classic Reality Pvt. Ltd, “Commerce at Manthri”, No:12/1 & 12/2, NS Palya, BG Road, Bangalore - 560076 | [8 empty] | HT | 2x2000 KVA | 4000 | 1 | 1 | [6 empty] | 5 | 0 | DG | 5 | , (3x 1250 + 1x1010 + 1x700) KVA | 5460 | Private | ACEI,BS
9 | F-9 | The Facility Manger, M/s. Shoppers Stop, “Commerce at Manthri”, No:12/1 & 12/2, NS Palya, BG Road, Bangalore - 560076 | [8 empty] | HT | 1x1000 KVA | 1000 | 0 | 0 | [6 empty] | 0 | 0 |  |  |  |  | Private | ACEI,BS
10 | F-10 | The Facility Manger, M/s. Shamaraju & Co(I) Pvt. Ltd., M/s. Divyashree Techno Park, Kundalahalli Village, Bangalore. | [8 empty] | HT | 1x2500, 3x2000, 1x1600 & 2x1250 | 8500 | 1 | 4 | [6 empty] | 27 | 0 | DG | 10 | 4x1250, 3x1010, 3x1500 | 12530 | Private | ACEI,BS
11 | F-11 | The Facility Manger, M/s Divyashree Valdel Venture, Divyashree Tower-1, No: 55, Opp Jayadeva Hospital, New Gurappanapalya, B.G Road, Bangalor -560029 | [8 empty] | HT | 1x2000 KVA | 2000 | 1 | 1 | [6 empty] | 4 | 0 | DG | 1 | 1x 1000 KVA | 1000 | Private | ACEI,BS
12 | F-12 | The Facility Manger, M/s Bharathi Mobile Ltd., Airtel, Divyashree Tower-1, No: 55, Opp Jayadeva Hospital, New Gurappanapalya, B.G Road, DRC Post, Bangalore -560029 | [11 empty] | 0 | 0 | [6 empty] | 0 | 0 | DG | 2 | (1x1250 + 1x1010) | 2560 | Private | ACEI,BS
13 | F-13 | The Facility Manger, M/s UR Realtors, Divyashree Tower-2, No: 55, Opp Jayadeva Hospital, New Gurappanapalya, B.G Road, Bangalor -560029 | [8 empty] | HT | 1x2000 KVA | 2000 | 1 | 1 | [6 empty] | 5 | 0 |  |  |  |  | Private | ACEI,BS
14 | F-14 | The Facility Manger, M/s Covergys,Divyashree Tower-2, No: 55, Opp Jayadeva Hospital, New Gurappanapalya, B.G Road, Bangalor -560029 | [11 empty] | 0 | 0 | [6 empty] | 0 | 0 | DG | 3 | 3x700 | 2100 | Private | ACEI,BS
15 | F-15 | The Facility Manger, M/s Vakil Housing Development Corporation Pvt. Ltd, No: 56/3, Vakil Square, Gurappanapalya, DRC Post, BG road, Bangalore-560029 | [8 empty] | HT | 1x1500 KVA | 1500 | 1 | 1 | [6 empty] | 2 | 0 | DG | 3 | 3x 500 KVA, | 1500 | Private | ACEI,BS
16 | F-16 | M/s. Price Hulkul, Lalbagh Rd, Near Urvashi Theatre, B'lore-27 | [8 empty] | HT | 1x2000KVA | 2000 | 1 | 1 | [6 empty] | 3 | 0 | DG | 2 | 1x750+ 1x320 | 1070 | Private | ACEI,BS
17 | F-17 | The Facility Manger, M/s Apollo Speciality Hospital, No: 2, Old No: 21/2, 14th Cross, 3rd Block, Jayanagara, Bangalore - 560011 | [8 empty] | HT | 1x1250 KVA | 1250 | 1 | 1 |  |  |  |  | 1 |  | 3 | 0 | DG | 2 | 2x 500 KVA | 1000 | Private | ACEI,BS
18 | F-18 | The Facility Manger, M/s. Fortis Hospital, (Wockhardt Hospital), SY No: 154/9, Bilekahalli, B.G Road, Begur ( H), Bangalore-76. | [8 empty] | HT | 2x1000 KVA | 2000 | 1 | 2 |  |  |  |  | 2 |  | 8 | 0 | DG | 2 | 2x 1010 KVA | 2020 | Private | ACEI,BS
19 | F-19 | The Director, Sri Jayadeva Institute of Cardiovascular Sciences & Research, Bannerghatta Road, 9 th Block, Jayanagar, Bangalore - 560 069 | [8 empty] | HT | 2x1000 KVA | 2000 | 1 | 1 |  |  |  |  | 2 |  | 6 | 0 | DG | 3 | (2x 750 + 1x75) KVA | 1575 | Private | ACEI,BS
20 | F-20 | The Facility Manager, M/s. Charishma Hotels Pvt. Ltd., “ Park Plaza”, Sy No:90/4, Outer Ring Road, Munnekollalu, Bangalore-560037 | [8 empty] | HT | 2x1000 KVA | 2000 | 1 | 1 | [6 empty] | 7 | 0 | DG | 2 | 2 x750 KVA, 415V DG sets, | 1500 | Private | ACEI,BS
21 | F-21 | The Facility Manager, M/s. Honeywell Technology Solutions Lab Pvt. Ltd,“ Adarsh Prime Projects Pvt. Ltd”, Sy No:19/2, Devarabisanahalli Village, Varthur Hobli, Bangalore-560103 | [8 empty] | HT | 4x1500 KVA | 6000 | 1 | 2 | [6 empty] | 12 | 0 | DG | 4 | 4 x1500 KVA | 6000 | Private | ACEI,BS
22 | F-22 | The Facility Manager, M/s. SJR primus, 7th Floor,” Sunday to Monday”, No: 01, 5th Block, Koramangala Industrial layout, Bangalore-95. | [8 empty] | HT | 1x1000 KVA | 1000 | 1 | 1 | [6 empty] | 2 | 0 | DG | 2 | 2 x380 KVA | 760 | Private | ACEI,BS
23 | F-23 | The Chief Engineer, Golf Links Embassy Business Park Management Services Private Limited, Embassy Golf Link Business Park, Off Intermediate Ring Road, Bangalore - 560071. | [8 empty] | HT | 2x2000 KVA | 4000 | 1 | 1 | [6 empty] | 8 | 0 | DG | 3 | 3 x1250 | 3750 | Private | ACEI,BS
24 | F-24 | The Chief Engineer, Microsoft India (R & D) Private Limited, Embassy Golf Link Business Park, Off Intermediate Ring Road, Bangalore - 560071. | [11 empty] | 0 | 0 | [7 empty] | 0 | DG | 3 | (2x625 + 1x380) KVA | 1630 | Private | ACEI,BS
25 | F-25 | The Chief Engineer, Golf Links Embassy Business Park Management Services Private Limited, Embassy Golf Link Business Park, Off Intermediate Ring Road, Bangalore - 560071. | [8 empty] | HT | (1x2000 + 2 x 1000) | 4000 | 1 | 1 | [6 empty] | 6 | 0 | DG | 3 | 3 x1500 KVA | 4500 | Private | ACEI,BS
26 | F-26 | The Chief Engineer, Golf Links Embassy Business Park Management Services Private Limited, Embassy Golf Link Business Park, Off Intermediate Ring Road, Bangalore - 560071. | [8 empty] | HT | (2x2000 + 1 x 1000) | 5000 | 1 | 1 | [6 empty] | 6 | 0 | DG | 4 | (3 x1500 + 1x1010) | 5560 | Private | ACEI,BS
27 | F-27 | The Chief Engineer, Golf Links Embassy Business Park Management Services Private Limited, Embassy Golf Link Business Park, Off Intermediate Ring Road, Bangalore - 560071. | [8 empty] | HT | 2x2000 KVA | 4000 | 1 | 1 | [6 empty] | 7 | 0 | DG | 1 | 1x450 KVA | 450 | Private | ACEI,BS
28 | F-28 | The Facility Manager, M/s. Yahoo India Private Limited, “Yahoo Block”, Embassy Golf Link Business Park, Off Intermediate Ring Road, Bangalore - 560071. | [11 empty] | 0 | 0 | [7 empty] | 0 | DG | 3 | 3x1250 KVA | 3750 | Private | ACEI,BS
29 | F-29 | The Chief Engineer, Golf Links Embassy Business Park Management Services Private Limited, Embassy Golf Link Business Park, Off Intermediate Ring Road, Bangalore - 560071 | [8 empty] | HT | 2x2000 KVA | 4000 | 1 | 1 | [6 empty] | 7 | 0 | DG | 3 | ( 2 x1250 + 1x380) | 2880 | Private | ACEI,BS
30 | F-30 | The Chief Engineer, Golf Links Embassy Business Park Management Services Private Limited, Embassy Golf Link Business Park, Off Intermediate Ring Road, Bangalore - 560071. | [8 empty] | HT | 2x1500 KVA | 3000 | 1 | 1 | [6 empty] | 7 | 0 | DG | 1 | 1x320 | 320 | Private | ACEI,BS
31 | F-31 | The Facility Manager, M/s. CSC Private Limited, “Covansys Block”, Embassy Golf Link Business Park, Off Intermediate Ring Road, Bangalore - 560071 | [11 empty] | 0 | 0 | [6 empty] | 0 | 0 | DG | 2 | 2x1500 KVA | 3000 | Private | ACEI,BS
32 | F-32 | The Chief Engineer, Golf Links Embassy Business Park Management Services Private Limited, Embassy Golf Link Business Park, Off Intermediate Ring Road, Bangalore - 560071. | [8 empty] | HT | 2x2000 KVA | 4000 | 1 | 1 | [6 empty] | 8 | 0 | DG | 2 | 2x1010 KVA | 2020 | Private | ACEI,BS
33 | F-33 | The Facility Manager, M/s. Network Appliance System Private Limited, “Network Appliance Block”, Embassy Golf Link Business Park, Off Intermediate Ring Road, Bangalore - 560071. | [11 empty] | 0 | 0 | [6 empty] | 0 | 0 | DG | 3 | 3 x2000 KVA | 6000 | Private | ACEI,BS
34 | F-34 | The Facility Manager, M/s. Network Appliance System Private Limited, “Network Appliance Block”, Embassy Golf Link Business Park, Off Intermediate Ring Road, Bangalore - 560071. | [11 empty] | 0 | 0 | [6 empty] | 0 | 0 |  |  |  |  | Private | ACEI,BS
35 | F-35 | The Facility Manager, M/s. Goldman Sachs Services Private Limited, “Sun river Block”, Embassy Golf Link Business Park, Off Intermediate Ring Road, Bangalore - 560071. | [11 empty] | 0 | 0 | [6 empty] | 0 | 0 | DG | 3 | 3 x1600 KVA | 4800 | Private | ACEI,BS
36 | F-36 | The Facility Manager, M/s. Yahoo India Private Limited, “Sunriver Block”, Embassy Golf Link Business Park, Off Intermediate Ring Road, Bangalore - 560071. | [11 empty] | 0 | 0 | [6 empty] | 0 | 0 | DG | 3 | 3 x630 KVA | 1890 | Private | ACEI,BS
37 | F-37 | The Chief Engineer, Golf Links Embassy Business Park Management Services Private Limited, Embassy Golf Link Business Park, Off Intermediate Ring Road, Bangalore - 560071. | [8 empty] | HT | (1x2000 + 1 x 1500) | 3500 | 1 | 1 | [6 empty] | 5 | 0 | DG | 1 | 1x1500 | 1500 | Private | ACEI,BS
38 | F-38 | The Facility Manager, M/s. Micro Soft India( R & D) Private Limited, “Signature Block”, Embassy Golf Link Business Park, Off Intermediate Ring Road, Bangalore - 560071. | [11 empty] | 0 | 0 | [6 empty] | 0 | 0 | DG | 3 | 3 x1250 KVA | 3750 | Private | ACEI,BS
39 | F-39 | The Chief Engineer, Golf Links Embassy Business Park Management Services Private Limited, Embassy Golf Link Business Park, Off Intermediate Ring Road, Bangalore - 560071. | [8 empty] | HT | 2 x 1750 KVA | 3500 | 1 | 1 | [6 empty] | 6 | 0 |  |  |  |  | Private | ACEI,BS
40 | F-40 | The Facility Manager, M/s. Fidelity business Services India Private Limited, “Fidelity Block”, Embassy Golf Link Business Park,Off Intermediate Ring Road, Bangalore - 560071 | [11 empty] | 0 | 0 | [6 empty] | 0 | 0 | DG | 3 | 3 x2000 KVA | 6000 | Private | ACEI,BS
41 | F-41 | The Chief Engineer, Golf Links Embassy Business Park Management Services Private Limited, Embassy Golf Link Business Park, Off Intermediate Ring Road, Bangalore - 560071. | [8 empty] | HT | (2 x 2500 + 1x400) | 5400 | 1 | 1 | [6 empty] | 5 | 0 | DG | 1 | 1x500 | 500 | Private | ACEI,BS
42 | F-42 | The Facility Manager, M/s. Goldman Sachs Services India Pvt. Ltd, “GMS Block”, Embassy Golf Link Business Park, Off Intermediate Ring Road, Bangalore - 560071. | [11 empty] | 0 | 0 | [6 empty] | 0 | 0 | DG | 3 | 3 x1500 KVA | 4500 | Private | ACEI,BS
43 | F-43 | The Chief Engineer, Golf Links Embassy Business Park Management Services Private Limited, Embassy Golf Link Business Park, Off Intermediate Ring Road, Bangalore - 560071. | [8 empty] | HT | (1 x 2500 + 1x2000) | 4500 | 1 | 1 | [6 empty] | 11 | 0 | DG | 1 | 1x380 | 380 | Private | ACEI,BS
44 | F-44 | The Facility Manager, M/s. Target Corporation India Pvt. Ltd, “Fountain Head Block”, Embassy Golf Link Business Park, Off Intermediate Ring Road, Bangalore - 560071. | [11 empty] | 0 | 0 | [6 empty] | 0 | 0 | DG | 2 | 2 x1010 KVA | 2020 | Private | ACEI,BS
45 | F-45 | The Facility Manager, M/s. 24/7 Customer Pvt. Ltd, “Blue Bay Block”, Embassy Golf Link Business Park, Off Intermediate Ring Road, Bangalore - 560071. | [11 empty] | 0 | 0 | [6 empty] | 0 | 0 | DG | 3 | 3 x1010 KVA | 3030 | Private | ACEI,BS
46 | F-46 | The Chief Engineer, Golf Links Embassy Business Park Management Services Private Limited, Embassy Golf Link Business Park, Off Intermediate Ring Road, Bangalore - 560071. | [8 empty] | HT | (2x2000 + 1x1000) | 5000 | 1 | 1 | [6 empty] | 11 | 0 | DG | 3 | ( 2x1500 + 1x1010) | 4050 | Private | ACEI,BS
47 | F-47 | The Facility Manager, M/s. MacAfee India Pvt. Ltd, “Pine valley Block”, Embassy Golf Link Business Park, Off Intermediate Ring Road, Bangalore - 560071. | [11 empty] | 0 | 0 | [6 empty] | 0 | 0 | DG | 2 | 2 x1500 KVA | 3000 | Private | ACEI,BS
48 | F-48 | The Chief Engineer, Golf Links Embassy Business Park Management Services Private Limited, Embassy Golf Link Business Park, Off Intermediate Ring Road, Bangalore - 560071. | [8 empty] | HT | 1 x 1750 | 1750 | 1 | 1 | [6 empty] | 5 | 0 | DG | 3 | (2x1010 + 1x320) | 2330 | Private | ACEI,BS
49 | F-49 | The Chief Engineer, Golf Links Embassy Business Park Management Services Private Limited, Embassy Golf Link Business Park, Off Intermediate Ring Road, Bangalore - 560071. | [8 empty] | HT | 1 x 1250 KVA | 1250 | 1 | 1 | [6 empty] | 5 | 0 | DG | 3 | (2x500 + 1x380) | 1380 | Private | ACEI,BS
50 | F-50 | The Chief Engineer, Golf Links Embassy Business Park Management Services Private Limited, Embassy Golf Link Business Park, Off Intermediate Ring Road, Bangalore - 560071. | [8 empty] | HT | 1x600 | 600 | 1 | 1 | [6 empty] | 1 | 0 | DG | 1 | 1 x 500 | 500 | Private | ACEI,BS
51 | F-51 | The Chief Engineer, Golf Links Embassy Business Park Management Services Private Limited, Embassy Golf Link Business Park, Off Intermediate Ring Road, Bangalore - 560071. | [8 empty] | HT | 1x1600 | 1600 | 1 | 1 | [6 empty] | 4 | 0 | DG | 2 | 2 x 750 KVA | 1500 | Private | ACEI,BS
52 | F-52 | The Facility Manager, “DIAMOND DISTRICT”, Residential Block L, Flat No: 2, No 150, Air Port Road, Kodihally, Bangalore 560 008. | [8 empty] | HT | (1x1750 + 1 x 1500) | 3250 | 1 | 3 | [6 empty] | 9 | 2 | DG | 4 | (2x1500 + 1x1250 + 1x725) | 4975 | Private | ACEI,BS
53 | F-53 | The Facility Manager, “DIAMOND DISTRICT”, Residential Block L, Flat No: 2, No 150, Air Port Road, Kodihally, Bangalore 560 008. | [8 empty] | HT | 5x500 | 2500 | 1 | 16 | [6 empty] | 30 | 0 | DG | 4 | 3x380+1x125 | 1265 | Private | ACEI,BS
54 | F-54 | The Facility Manager, M/s. Novotel - BengaluruTech Park hotels Pvt. Ltd., l, Sy. No: 153/177/164/41/1, 41/2, 41/3A1, Outer Ring Road, Devarabeesanahalli, Bangalore -560037. | [8 empty] | HT | 2x1600 KVA | 3200 | 1 | 2 | [6 empty] | 9 | 0 | DG | 2 | 2 x1500KVA | 3000 | Private | ACEI,BS
55 | F-55 | The Facility Manager, M/s. Maruthi Tech Park, 5th floor, B Block, “ Maruthi Tech park, Domlur – Koramangala intermediate Ring Road, Domlur, Bangalore | [8 empty] | HT | 2x2500 KVA | 5000 | 1 | 2 | [6 empty] | 10 | 0 | DG | 5 | 5 X 625 | 3125 | Private | ACEI,BS
56 | F-56 | The Facility Manager, M/s. VodafoneMaruthi Tech Park, 5th floor, B Block, “ Maruthi Tech park, Domlur – Koramangala intermediate Ring Road, Domlur, Bangalore | [11 empty] | 0 | 0 | [6 empty] | 0 | 0 | DG | 2 | 2X625 | 1250 | Private | ACEI,BS
57 | F-57 | The Facility Manager, M/s. Solarpuria Builders, “Solarpuria Oasis”, No: 30, Srinivagilu, Near Sony World Signal, Koramangala-Domlur Intermediate Ring Road, Koramangala, Bangalore. | [8 empty] | HT | (1x2500+1x1600) KVA | 4100 | 1 | 1 | [6 empty] | 8 | 8 | DG | 4 | (3x1010 + 1x750)KVA | 3760 | Private | ACEI,BS
58 | F-58 | The Facility Manager, M/s. Shyamaraju & Company (I) Pvt. Ltd., Divyashree Chambers, “ Divyashree Chambers”, O Shaugnessy Road, Near Hockey Stadium, Akkithimmanahalli, Bangalore-560027. | [8 empty] | HT | 2x2500 KVA | 5000 | 1 | 1 | [6 empty] | 5 | 0 | DG | 5 | 4 x 1000KVA + 1 x500 KVA | 4500 | Private | ACEI,BS
59 | F-59 | The Facility Manager, M/s. CISO “ Divyashree Chambers”, O Shaugnessy Road, Near Hockey Stadium, Akkithimmanahalli, Bangalore-560027. | [8 empty] | HT | 1x3000 KVA | 3000 | 1 | 1 | [6 empty] | 5 | 0 | DG | 4 | (3x1250 + 1x1000) | 4750 | Private | ACEI,BS
60 | F-60 | The Facility Manager, M/s. Global Tech Park, Block C ( LSI Block) , Sy No: 27(P), Devarabisanahalli Village, Outer ring Road, Varthur Hobli, Bangalore - 560103 | [8 empty] | HT | 2x 1750KVA, 11KV /433V | 3500 | 1 | 1 | [6 empty] | 5 | 0 | DG | 3 | 3x 1125 KVA, 415V | 3375 | Private | ACEI,BS
61 | F-61 | The Facility Manager, M/s. Vikas Telecom Limited, (Vrindavan) Embassy Tech Village, Sarjapur Marathahally Outer Ring Road, Devarbisanahally, Varthur Hobli, Near New Horizon Engineering College, Bangalore - 560102 | [8 empty] | HT | 5x 2500KVA | 12500 | 1 | 4 | [6 empty] | 26 | 0 | DG | 3 | 3x 2200KVA | 6600 | Private | ACEI,BS
62 | F-62 | The Facility Manager, M/s. Vikas Telecom Limited, (Vrindavan) Embassy Tech Village, Sarjapur Marathahally Outer Ring Road, Devarbisanahally, Varthur Hobli, Near New Horizon Engineering College, Bangalore - 560102. | [8 empty] | HT | 3x 2500KVA | 7500 | 1 | 2 | [6 empty] | 12 | 0 | DG | 3 | 3x 2200KVA | 6600 | Private | ACEI,BS
63 | F-63 | The Facility Manager, M/s. Nokia India Limited, 5th Floor , 2A Block, Vrindavan Tech Village, Sarjapur Marathahally Outer Ring Road, Devarbisanahally, Varthur Hobli,Near New Horizon Engineering College, Bangalore - 560 037 | [11 empty] | 0 | 0 | [6 empty] | 0 | 0 | DG | 3 | 3x 380KVA | 1140 | Private | ACEI,BS
64 | F-64 | The Facility Manager, M/s. Vikas Telecom Limited, , Vrindavan Tech Village, Sarjapur Marathahally Outer Ring Road, Devarbisanahally, Varthur Hobli,Near New Horizon Engineering College, Bangalore - 560 037 | [8 empty] | HT | 3X2000 | 6000 | 0 | 0 | [6 empty] | 0 | 0 | DG | 4 | 4X2200 | 8800 | Private | ACEI,BS
65 | F-65 | The Facility Manager, M/s. Vikas Telecom Limited, , Vrindavan Tech Village, Sarjapur Marathahally Outer Ring Road, Devarbisanahally, Varthur Hobli,Near New Horizon Engineering College, Bangalore - 560 037 | [8 empty] | HT | 2x 500KVA | 1000 | 0 | 0 | [6 empty] | 0 | 0 |  |  |  |  | Private | ACEI,BS
66 | F-66 | The Facility Manager, M/s. Embassy Signate Block Sy No: 12/1 & 13/1, “Embassy Tech park”, Kadubisanahalli Village, Outer ring Road, Varthur Hobli, Bangalore - 560087. | [8 empty] | HT | 2x 1600KVA | 3200 | 1 | 1 | [6 empty] | 5 | 0 | DG | 3 | (2x1250 + 1x380)KVA | 2830 | Private | ACEI,BS
67 | F-67 | The Facility Manager, M/s. Embassy Delta-Omega Block Kh. No: 298/159/172 &298/189/172 , “Embassy Tech Square”, Kadubisanahalli Village, Outer ring Road, Varthur Hobli, Bangalore - 560087 | [8 empty] | HT | (1x2500 + 1x 2000)KVA, 11KV /433V transformers | 4500 | 1 | 3 | [6 empty] | 18 | 0 | DG | 4 | (2x1500 + 2x1010)KVA | 5020 | Private | ACEI,BS
68 | F-68 | The Facility Manager, M/s. Embassy Tech Park Alpha Block, Sy No: 10/1A, 11, 12/1, 12/2, 12/3, 13/2, 17/2, 17/3, Kh No: 298/189/172, Embassy Tech square, Kadubisanahalli Village, Outer ring Road, Varthur Hobli, Bangalore - 560087. | [8 empty] | HT | 2x 1600KVA | 3200 | 1 | 1 | [6 empty] | 10 | 0 | DG | 4 | (2x1500 + 2x1010) | 5020 | Private | ACEI,BS
69 | F-69 | The Facility Manger, M/s Bagamane Realtors Pvt Limited, 8th floor, Lake View ‘A’ Block, Bagmane Tech Park, C V Raman Nagar, Bangalore-560093. | [8 empty] | HT | (2x2500+ 2x 2000) KVA | 9000 | 1 | 4 | [6 empty] | 14 | 0 | DG | 8 | 8x1500 KVA | 20000 | Private | ACEI,BS
70 | F-70 | The Facility Manger, M/s Bagamane Realtors Pvt Limited, 8th floor, Lake View ‘A’ Block, Bagmane Tech Park, C V Raman Nagar, Bangalore-560093. | [8 empty] | HT | (2x2500 + 1x 2000+4x1600) | 13400 | 1 | 4 | [6 empty] | 12 | 0 | DG | 8 | (2x1500+ 4 x1400 + 1x1250 + 1x1010) | 10860 | Private | ACEI,BS
71 | F-71 | The Facility Manger, M/s Bagamane Realtors Pvt Limited, 8th floor, Lake View ‘A’ Block, Bagmane Tech Park, C V Raman Nagar, Bangalore-560093. | [8 empty] | HT | (1x2500 + 1x 1750 + 1x750) KVA | 5000 | 1 | 1 | [6 empty] | 5 | 0 | DG | 3 | , 3x 1500 KVA | 4500 | Private | ACEI,BS
72 | F-72 | The Facility Manger, M/s Informatica Buisiness Solutions Pvt Limited, No: 66/1, Bagamane Commerz Block, No:02, Bagmane Tech Park, C V Raman Nagar, Bangalore - 560093. | [8 empty] | HT | 1x 1750 KVA | 1750 | 1 | 1 | [6 empty] | 4 | 0 | DG | 2 | 2x 1010 KVA | 2020 | Private | ACEI,BS
73 | F-73 | The Facility Manger, M/s Cognizant Technology Solutions India Pvt. Limited, NO:65/2, “Cognizant Block”, Bagmane Tech Park, C V Raman Nagar, Bangalore - 560093. | [8 empty] | HT | 2 x 2500KVA | 5000 | 1 | 1 | [6 empty] | 9 | 0 | DG | 3 | 3 x 1250 KVA | 3750 | Private | ACEI,BS
74 | F-74 | The Facility Manger, M/s Bagamane Realtors Pvt Limited, 8th floor, Lake View ‘A’ Block, Bagmane Tech Park, C V Raman Nagar, Bangalore - 560093. | [8 empty] | HT | (2x2000 + 2x1250 + 1x 1000) | 7500 | 1 | 2 | [6 empty] | 13 | 0 | DG | 6 | (3x1250 + 3x1010) KVA | 6780 | Private | ACEI,BS
75 | F-75 | The Facility Manger, M/s Motorola India Electronics Pvt. Ltd, Bagmane Tech Park, C V Raman Nagar, Bangalore- 560093. | [8 empty] | HT | (3 x 1600+ 1x200) | 5000 | 1 | 1 | [6 empty] | 5 | 0 | DG | 5 | , (3 x1250 + 1x750 + 1x200) | 4700 | Private | ACEI,BS
76 | F-76 | The Facility Manger, M/s Bagamane Realtors Pvt Limited, 8th floor, Lake View ‘A’ Block, Bagmane Tech Park, C V Raman Nagar, Bangalore - 560093. | [8 empty] | HT | (1x2500+ 2x 2000+ 1x1250) KVA | 6750 | 1 | 2 | [6 empty] | 10 | 0 | DG | 5 | 5x1500 KVA | 7500 | Private | ACEI,BS
77 | F-77 | The Facility Manger, “EMBASSY PRIME UNIT OWNERS ASSOCIATION”, No:66/2, Ward No:83, Bagamane Tech Park, C.V Raman nagar, Bangalore - 560075. | [8 empty] | HT | (1x1250 + 4x 2000) | 9250 | 1 | 1 | [6 empty] | 8 | 0 | DG | 4 | (3x 1500 & 1x250) | 4750 | Private | ACEI,BS
78 | F-78 | The Facility Manager, M/s. HP India Sales Pvt. Ltd., “EMBASSY PRIME”, No: 66/2, Ward No:83, Bagamane Tech Park, C.V Raman nagar, Bangalore - 560075. | [11 empty] | 0 | 0 | [6 empty] | 0 | 0 | DG | 1 | 1x1500 | 1500 | Private | ACEI,BS
79 | F-79 | The Facility Manager, M/s. Global e Buisiness Operations Pvt. Ltd., “EMBASSY PRIME”, No: 66/2, Ward No:83, Bagamane Tech Park, C.V Raman nagar, Bangalore - 560075. | [11 empty] | 0 | 0 | [6 empty] | 0 | 0 | DG | 2 | 2x1500 | 3000 | Private | ACEI,BS
80 | F-80 | The Facility Manger, M/s Texas Instruments India Pvt. Ltd, No:66/3, Bagmane Tech Park, C V Raman Nagar, Bangalore-560093. | [8 empty] | HT | (2 x 2500) KVA | 5000 | 1 | 1 | [6 empty] | 5 | 0 | DG | 4 | 4x1500 KVA | 6000 | Private | ACEI,BS
81 | F-81 | The Chief Engineer, M/s. Hilton International Hotel, Embassy Golf Link Business Park, Off Intermediate Ring Road, Bangalore - 560071 | [8 empty] | HT | 2x990 | 1980 | 1 | 1 | [6 empty] | 7 | 0 | DG | 2 | 2x1010 KVA | 2020 | Private | ACEI,BS
82 | F-82 | The Facility Manger, M/s Intel Technology India Pvt. Ltd., No 136, Old Air Port Road, Kodihally, Bangalore - 560 017. | [8 empty] | HT | (3x1600) | 4800 | 1 | 1 | [6 empty] | 5 | 0 | DG | 4 | (3x1250+1x1500)KVA | 5250 | Private | ACEI,BS
83 | F-83 | The Facility Manager, M/s. Paliwal Overseas Pvt Limited, “RMZ Titanium”, No 135, Old Air Port Road, Kodihally, Opp Leela palace, Bangalore 560 017. | [8 empty] | HT | (1x 1500 + 1 x 1250) | 2750 | 1 | 1 | [6 empty] | 5 | 0 | DG | 8 | , (4 x500 + 1x380 + 2x250 + 1x200) | 3080 | Private | ACEI,BS
84 | F-84 | The Dy. General Manager, Facility Management, M/s Bosch Limited, PB No: 3000, Hosur Road, Adugodi, Bangalore-560 030 | [8 empty] | EHT | 2x12.5MVA, 66/11KV Transformers, (27x 1000KVA, 11KV /433V | 520000 | 1 | 1 | [6 empty] | 7 | 0 | DG | 19 | (2x2260 + 1x2060 + 2x2000 + 1x1250) KVA, 11KV DG Sets, (2x860 + 1x750 + 7x250 + 3x81.5) KVA, 415V DG Sets | 16294.5 | Private | ACEI,BS
85 | F-85 | The Facility Manager, M/s. Robert Bosch India Ltd, No: 128, Industrial Layout, Koramangala, Hosur road, Bangalore-560095 | [8 empty] | HT | 3x 1600 KVA 11KV /433V | 4800 | 1 | 2 | [6 empty] | 9 | 0 | DG | 5 | (2x1500) 11KV DG Sets ,(2x1000 + 1x250) KVA 415V | 5250 | Private | ACEI,BS
86 | F-86 | The Facility/Property Manager, Property Maintenance office of RMZ ECO SPACE, Ground floor, Campus 3 A, RMZ ECO SPACE, Outer Ring Road, Devarabisanahally, Bellandur Village, Bangalore - 560 103. | [8 empty] | HT | 2 x 1600KVA | 3200 | 1 | 1 | [6 empty] | 5 | 0 | DG | 4 | 4 x 750 KVA 415V | 3000 | Private | ACEI,BS
87 | F-87 | The Facility/Property Manager, Property Maintenance office of RMZ ECO SPACE, Ground floor, Campus 3 A, RMZ ECO SPACE, Outer Ring Road, Devarabisanahally, Bellandur Village, Bangalore - 560 103. | [8 empty] | HT | 2 x 1600KVA | 3200 | 1 | 1 | [6 empty] | 7 | 0 | DG | 3 | 3 x 750 | 2250 | Private | ACEI,BS
88 | F-88 | The Facility/Property Manager, Property Maintenance office of RMZ ECO SPACE, Ground floor, Campus 3 A, RMZ ECO SPACE, Outer Ring Road, Devarabisanahally, Bellandur Village, Bangalore - 560 103. | [8 empty] | HT | 2 x 1600KVA | 3200 | 1 | 1 | [6 empty] | 5 | 0 | DG | 4 | (3 x 750 + 1x625) | 2875 | Private | ACEI,BS
89 | F-89 | The Facility Manager, Accenture Services Pvt. Ltd., Campus 2A, RMZ ECO SPACE, Outer Ring Road, Devarabisanahally, Bellandur Village, Bangalore 560 103. | [8 empty] | HT | (1 x 2000+ 1x1750) | 3750 | 1 | 1 | [6 empty] | 5 | 0 | DG | 5 | 5 x 750 KVA | 3750 | Private | ACEI,BS
90 | F-90 | The Facility Manager, Accenture Services Pvt. Ltd., Campus 2B, RMZ ECO SPACE, Outer Ring Road, Devarabisanahally, Bellandur Village, Bangalore 560 103. | [8 empty] | HT | (1 x 2000+ 1x1750) | 3750 | 1 | 1 | [6 empty] | 5 | 0 | DG | 5 | 5 x 750 KVA | 3750 | Private | ACEI,BS
91 | F-91 | The Facility/Property Manager, Property Maintenance office of RMZ ECO SPACE, Ground floor, Campus 3 A, RMZ ECO SPACE, Outer Ring Road, Devarabisanahally, Bellandur Village, Bangalore - 560 103. | [8 empty] | HT | 2 x 1600KVA | 3200 | 1 | 1 | [6 empty] | 5 | 0 | DG | 6 | ,(3 x 625 + 3 x 600) | 3675 | Private | ACEI,BS
92 | F-92 | The Facility/Property Manager, Property Maintenance office of RMZ ECO SPACE, Ground floor, Campus 3 A, RMZ ECO SPACE, Outer Ring Road, Devarabisanahally, Bellandur Village, Bangalore - 560 103. | [8 empty] | HT | 2 x 1600KVA | 3200 | 1 | 1 | [6 empty] | 5 | 0 | DG | 2 | 2 x1250 KVA | 2500 | Private | ACEI,BS
93 | F-93 | The Facility Manager, Cadence Design Systems, 2nd Florr, Campus 3B,RMZ ECO SPACE, Outer Ring Road, Devarabisanahally, Bellandur Village, Bangalore 560 103 | [11 empty] | 0 | 0 | [6 empty] | 0 | 0 | DG | 1 | 1x625KVA | 625 | Private | ACEI,BS
94 | F-94 | The Facility Manager, Primal Projects Pvt. Ltd., Campus 4A & 4B, RMZ ECO SPACE,Outer Ring Road, Devarabisanahally, Bellandur Village, Bangalore 560 103 | [8 empty] | HT | (2 x 1600+2x1250) | 4100 | 1 | 2 | [6 empty] | 9 | 0 | DG | 7 | (5 x 1010+ 1x320+1x250) | 5620 | Private | ACEI,BS
95 | F-95 | The Facility Manager, RGA Software systems Private Limited, Pri Tech Park, RMZ ECO SPACE, Outer Ring Road, Devarabisanahally, Bellandur Village, Bangalore 560 103. | [8 empty] | HT | (1x 2500 + 1x2000)KVA | 4500 | 1 | 2 | [6 empty] | 12 | 0 |  |  |  |  | Private | ACEI,BS
96 | F-96 | The Facility Manager, Primal Projects Private Limited, Pri Tech Park, RMZ ECO SPACE, Outer Ring Road, Devarabisanahally, Bellandur Village, Bangalore 560 103. | [8 empty] | HT | 5x 2000KVA | 10000 | 1 | 2 | [6 empty] | 12 | 0 | DG | 7 | 7x2200 KVA | 15400 | Private | ACEI,BS
97 | F-97 | The Facility Manager, RGA Software systems Private Limited, Pri Tech Park, RMZ ECO SPACE, Outer Ring Road, Devarabisanahally, Bellandur Village, Bangalore 560 103. | [8 empty] | HT | 2 x 2500KVA | 5000 | 1 | 3 | [6 empty] | 14 | 0 | DG | 3 | 2x2200+ 1 x 500 KVA | 4900 | Private | ACEI,BS
98 | F-98 | The Facility Manager, Primal Projects Private Limited, Pri Tech, Phase-2 , RMZ ECO SPACE, Outer Ring Road, Devarabisanahally, Bellandur Village, Bangalore 560 103. | [8 empty] | HT | 2 x 2500KVA | 5000 | 1 | 3 | [6 empty] | 15 | 0 | DG | 2 | 2x2000KVA | 4000 | Private | ACEI,BS
99 | F-99 | The Facility Manager, M/s. Primal Projects Private Limited, Pri Tech Park, Phase-2, RMZ ECO SPACE, Outer Ring Road, Devarabisanahally, Bellandur Village, Bangalore - 560 103. | [8 empty] | HT | 1 x 2500KVA | 2500 | 1 | 2 | [6 empty] | 10 | 0 | DG | 1 | 1x2000KVA | 2000 | Private | ACEI,BS
100 | F-100 | The Facility Manager, Primal Projects Private Limited, Pri Tech, Phase-2 , RMZ ECO SPACE, Outer Ring Road, Devarabisanahally, Bellandur Village, Bangalore 560 103. | [8 empty] | HT | 1 x 2500KVA | 2500 | 1 | 2 | [6 empty] | 10 | 0 | DG | 1 | 1x2000KVA | 2000 | Private | ACEI,BS
101 | F-101 | The Facility Manager, M/s. Primal Projects Private Limited, Pri Tech Park, Phase-2, RMZ ECO SPACE, Outer Ring Road, Devarabisanahally, Bellandur Village, Bangalore - 560 103. | [8 empty] | HT | 1 x 2500KVA | 2500 | 1 | 1 | [6 empty] | 5 | 0 | DG | 1 | 1x2000KVA | 2000 | Private | ACEI,BS
102 | F-102 | The Facility Manager, M/s. Primal Projects Private Limited, Pri Tech Park, Phase-2, RMZ ECO SPACE, Outer Ring Road, Devarabisanahally, Bellandur Village, Bangalore - 560 103 | [8 empty] | HT | 2 x 2500KVA | 5000 | 1 | 1 | [6 empty] | 10 | 0 | DG | 3 | 3x2000KVA | 6000 | Private | ACEI,BS
103 | F-103 | The Facility Manager, M/s. Biocon Park, No: 2, 3, 4& 5, Bommasandra Jigani Link Road, Bommasandra Industrial Area, Bangalore 560 103 | [8 empty] | EHT | (1x12.5+1x 20) MVA, 66/11KV Transformers, (9x2500+ 4x2000+ 7x1600 + 2x1000 + 1x100) KVA , 11KV /433V Transformers | 84300 | 0 | 10 | [6 empty] | 29 | 6 | DG | 6 | (3 x 2000 + 1x3000)KVA, 11KV DG Sets, 2x6875 KVA TG Sets | 22750 | Private | ACEI,BS
104 | F-104 | The Facility Manager, M/s. Biocon Park, 20th KM, Hosur Road, Electronic City, Bangalore-100 | [8 empty] | EHT | (1x8 & 1x6.3)MVA, 66/11KV Transformers, 4x3000 KVA , 11KV /433V Transformers | 26300 | 0 | 0 | [6 empty] | 8 | 0 | DG | 7 | (4 x 1250 + 3x2000)KVA | 11000 | Private | ACEI,BS
105 | F-105 | The Facility/Property Manager, M/s. E-Inn Hotel ( Sai Vishram), “ A Unit of Akkaya Consultancy Services”, No:144/C1, Kirloskar Road, Bommasandra Industrial Area, Hebbagodi, Off Hosur Road, Bangalore-560099 | [8 empty] | HT | 1 x 1250KVA | 1250 | 1 | 1 | [6 empty] | 6 | 0 | DG | 2 | 2 x 625 KVA | 1250 | Private | ACEI,BS
106 | F-106 | The Manager, Bennet Coleman & Company Limited, “The Times of India Group”, Plot No: 9, 10,11 A, Bommasandra Jigani Link Road, 4th Cross, Bommasandra Industrial Area, BANGALORE 560 099 | [8 empty] | HT | 1x10MVA, 66/11KV Transformer, 2x 3150KVA , 11KV /433V Transformers | 16250 | 1 | 1 | [6 empty] | 2 | 0 | DG | 4 | (3x2000 + 1x1000)KVA | 7000 | Private | ACEI,BS
107 | F-107 | The Facility Manager, M/s. Cessana Business Park, Sarjapur Marathahally Outer Ring Road Kadabeesanahalli, Bangalore 560 103 | [8 empty] | EHT | 2x20MVA, 66/11KV Transformer, (12x 2500 + 2x1000)KVA , 11KV /433V Transformers | 72000 | 1 | 4 | [6 empty] | 28 | 0 | DG & Solar | 14 | 14 x 2000KVA, 11KV DG Sets, 1x504 KW | 28000 & 504KW | Private | ACEI,BS
108 | F-108 | The Facility Manager, M/s. Cessana Business Park, Sarjapur Marathahally Outer Ring Road Kadabeesanahalli, Bangalore 560 103 | [8 empty] | HT | 4x 2500KVA | 10000 | 1 | 1 | [6 empty] | 6 | 0 | DG & Solr | 5 | 5x 2000KVA, DG Sets & 116KW Solar | 10000&116 KW | Private | ACEI,BS
109 | F-109 | The Facility Manager, M/s. Cessana Business Park, Sarjapur Marathahally Outer Ring Road Kadabeesanahalli, Bangalore 560 103 | [8 empty] | HT | 4x 2500KVA | 10000 | 1 | 1 | [6 empty] | 7 | 0 | DG & Solr | 5 | 5x 2000KVA, 415V DG Sets& 1x100KW | 10000& 1x100 | Private | ACEI,BS
110 | F-110 | The Facility Manager, M/s Exora Business Park Pvt. Limited, Sy No: 111 to 115, Prestige Tech Park, Kadabisanahalli Village, Outer Ring Road, Bangalore | [8 empty] | HT | (2x2000+ 2x3150) KVA | 10250 | 1 | 2 | [6 empty] | 16 | 0 | DG | 4 | 4 x 1800 KVA | 7200 | Private | ACEI,BS
111 | F-111 | The Facility Manager, M/s Juniper Networks India Pvt. Ltd., Electra Block, Exora Business Park, Prestige Tech Park, Sy No: 111 to 115, Kadabeesanahalli Village, Bangalore | [11 empty] | 0 | 0 | [6 empty] | 0 | 0 | DG | 3 | 3 x 2200 KVA | 6600 | Private | ACEI,BS
112 | F-112 | The Facility Manager, M/s Exora Business Park Pvt. Limited, Sy No: 111 to 115, Prestige Tech Park, Kadabisanahalli Village, Outer Ring Road, Bangalore | [8 empty] | HT | 2x2500 KVA + 1x1250 KVA | 6250 | 0 | 0 | [6 empty] | 0 | 0 | DG | 2 | 2x1800 KVA | 3600 | Private | ACEI,BS
113 | F-113 | The Facility Manager, M/s Prestige Park Pvt. Limited, Prestige Tech Park, Kadabisanahalli Village, Outer Ring Road, Bangalore | [8 empty] | HT | 2x2500 KVA | 5000 | 1 | 3 | [6 empty] | 16 | 0 | DG | 3 | 3x 1800 KVA 415V D.G. Sets | 5400 | Private | ACEI,BS
114 | F-114 | The Facility Manager, M/s Prestige Park Pvt. Limited, Prestige Tech Park, Kadabisanahalli Village, Outer Ring Road, Bangalore | [8 empty] | HT | 3 x 2500KVA | 7500 | 1 | 1 | [6 empty] | 13 | 0 | DG | 2 | 2x 320 KVA | 640 | Private | ACEI,BS
115 | F-115 | The Facility Manager, M/s J P Morgan Services India Pvt. Ltd., JPMC Block, Prestige Tech Park, Kadabeesanahalli Village, Bangalore | [11 empty] | 0 | 0 | [6 empty] | 0 | 0 | DG | 6 | 6 x 1065 KVA | 6390 | Private | ACEI,BS
116 | F-116 | The Facility Manager, M/s Prestige Park Pvt. Limited, Prestige Tech Park, Kadabisanahalli Village, Outer Ring Road, Bangalore | [8 empty] | HT | 2 x 2000KVA | 4000 | 1 | 4 | [6 empty] | 16 | 0 | DG | 3 | 3x 1860 KVA | 5580 | Private | ACEI,BS
117 | F-117 | The Facility Manager, M/s Valdel Extent Outsourcing Solutions Pvt. Ltd, Sy No: 110/1, 110/2 & 110/3 Prestige Tech Park, Kadabisanahalli Village, Outer Ring Road, Bangalore | [8 empty] | HT | 2x2000 KVA | 4000 | 0 | 0 | [6 empty] | 0 | 0 | DG | 2 | 2x1800 KVA | 3600 | Private | ACEI,BS
118 | F-118 | The Facility Manager, M/s Valdel Extent Outsourcing Solutions Pvt. Ltd, Sy No: 110/1, 110/2 & 110/3 Prestige Tech Park, Kadabisanahalli Village, Outer Ring Road, Bangalore | [8 empty] | HT | 2x2000 KVA | 4000 | 1 | 1 | [6 empty] | 7 | 0 | DG | 1 | 1x 1800 KVA | 1800 | Private | ACEI,BS
119 | F-119 | The Facility Manager, M/s Valdel Extent Outsourcing Solutions Pvt. Ltd, Sy No: 110/1, 110/2 & 110/3 Prestige Tech Park, Kadabisanahalli Village, Outer Ring Road, Bangalore | [8 empty] | HT | 2x2000 KVA | 4000 | 1 | 1 | [6 empty] | 7 | 0 | DG | 1 | 1x2000 KVA | 2000 | Private | ACEI,BS
120 | F-120 | The Facility Manager, M/s Prestige Property Management & Services, Prestige Group Pvt Limited, Prestige Tech Park, Kadabisanahally Village, Bangalore | [8 empty] | HT | 3x2000 KVA | 6000 | 1 | 2 | [6 empty] | 10 | 0 | DG | 3 | 3x1800 KVA | 5400 | Private | ACEI,BS
121 | F-121 | The Facility Manger, M/s Subramanya Construction & Development Company Ltd., (M/s. IBM India Pvt. Ltd), Subramanya Arcade, No 12, Banneraghatta Main Road, DRC Post, Bangalore-29 | [8 empty] | HT | 1x2000KVA | 2000 | 1 | 1 | [6 empty] | 3 | 0 | DG | 1 | 1x1000 KVA | 1000 | Private | ACEI,BS
122 | F-122 | The Facility Manger, M/s Subramanya Construction & Development Company Ltd., (M/s. IBM India Pvt. Ltd), Subramanya Arcade, No 12, Banneraghatta Main Road, DRC Post, Bangalore-29 | [8 empty] | HT | 1x2000KVA | 2000 | 1 | 1 | [6 empty] | 3 | 0 | DG | 2 | 2x1010 KVA | 2020 | Private | ACEI,BS
123 | F-123 | The Facility Manger, M/s Subramanya Construction & Development Company Ltd., (M/s. IBM India Pvt. Ltd), Subramanya Arcade, No 12, Banneraghatta Main Road, DRC Post, Bangalore-29 | [8 empty] | HT | 1x2000KVA | 2000 | 1 | 1 | [6 empty] | 4 | 0 | DG | 2 | 2x1000 KVA | 2000 | Private | ACEI,BS
124 | F-124 | The Facility Manger, M/s Subramanya Construction & Development Company Ltd., Subramanya Arcade, No 12, Banneraghatta Main Road, DRC Post, Bangalore-29 | [8 empty] | HT | (1x2000+1x 1600)KVA, | 3600 | 1 | 1 | [6 empty] | 3 | 0 | DG | 3 | (2 x 1500+1x500) KVA | 3500 | Private | ACEI,BS
125 | F-125 | The Facility Manger, M/s Subramanya Construction & Development Company Ltd., Subramanya Arcade, No 12, Banneraghatta Main Road, DRC Post, Bangalore-29 | [8 empty] | HT | (1x2000+1x 2500)KVA | 4500 | 1 | 1 | [6 empty] | 3 | 0 | DG | 4 | (4 x 1250) KVA, | 5000 | Private | ACEI,BS
126 | F-126 | The Facility Manager, Property Management Office, Accenture Services Pvt. Ltd., IBC Knowledge Park, Block A & B, No: 4/1, Bannerughatta Road, DCR Post, Bangalore 560 029. | [8 empty] | HT | 4 x 1600KVA | 64000 | 1 | 2 | [6 empty] | 12 | 0 | DG | 5 | 5 x 1500 KVA | 7500 | Private | ACEI,BS
127 | F-127 | The Facility Manager, Property Management Office, IBC Knowledge Park, Block C & D, No: 4/1, Bannerughatta Road, DCR Post, Bangalore 560 029 | [8 empty] | HT | 5 x 1750KVA | 8750 | 1 | 2 | [6 empty] | 16 | 0 | DG | 5 | 5 x 1500 KVA | 7500 | Private | ACEI,BS
128 | F-128 | The Facility Manager, Property Management Office, M/s. Oracle Technology Park, No: 3, DRC Post, Bannerughatta Road, Bangalore 560 029 | [8 empty] | HT | 2 x 1250KVA | 2500 | 1 | 3 | [6 empty] | 8 | 0 | DG | 3 | (2 x 910 + 1x1250)KVA | 3070 | Private | ACEI,BS
129 | F-129 | The Facility Manger, M/s Prestige Lexington Towers, PPMS, No: 18, 2nd stage, Tavarekere Main Road, DRC Post, Bangalore 560 029. | [8 empty] | HT | 1x 2000KVA | 2000 | 1 | 1 | [6 empty] | 5 | 0 | DG | 3 | (2x725+ 1x500)KVA | 1950 | Private | ACEI,BS
130 | F-130 | The Facility Manger, M/s. Narayana Hrudayalaya Pvt. Ltd., Sy No: 258/A, Bommasandra Industrial Area, Bangalore- 560099 | [8 empty] | HT | 1x2000KVA | 2000 | 1 | 1 |  |  |  |  | 4 |  | 8 | 0 | DG | 3 | ( 2x1010 + 1x1000) KVA | 3020 | Private | ACEI,BS
131 | F-131 | The Facility Manger, M/s. Narayana Multi Specialty Hospital Pvt. Ltd., Sy No: 258/A, Bommasandra Industrial Area, Bangalore- 560099. | [8 empty] | HT | (1x2000 + 1x1600)KVA | 3600 | 1 | 1 | [6 empty] | 11 | 0 | DG | 3 | ( 1x2000 + 1x1580) KVA | 3580 | Private | ACEI,BS
132 | F-132 | The Facility Manger, M/s. Narayana Hrudayalaya Pvt. Ltd., Sy No: 258/A, Bommasandra Industrial Area, Bangalore- 560099. | [8 empty] | HT | 1x1000 KVA | 1000 | 1 | 1 | [6 empty] | 1 | 0 | DG | 2 | ( 1x500 + 1x250) KVA | 750 | Private | ACEI,BS
133 | F-133 | The Facility Manger, M/s. Sparsh Hospital Pvt. Ltd., Sy No: 258/A, Bommasandra Industrial Area, Bangalore- 560099 | [8 empty] | HT | 1x1000 KVA | 1000 | 0 | 0 |  |  |  |  | 1 |  | 2 | 0 | DG | 1 | 1x625 KVA | 625 | Private | ACEI,BS
134 | F-134 | The Facility Manager, Royal Gardenia, "Gardenia Comfortes Suites", 52 & 66, Bommasandra Industrial Area, Hosur Main Road, Bangalore 560 099 | [8 empty] | HT | 1x 950KVA | 950 | 1 | 1 | [6 empty] | 4 | 0 | DG | 2 | (1x160+1x125) | 285 | Private | ACEI,BS
135 | F-135 | The Facility Manager, M/s. Milan Developers Pvt. Ltd., “Essel Tower”( “ D” Mart Building), Opp. Canara Bank, Bommasandra, Hosur Road, Bangalore-560099 | [8 empty] | HT | 1 x 2000KVA | 2000 | 1 | 1 | [6 empty] | 6 | 0 | DG | 1 | 1x200 KVA | 200 | Private | ACEI,BS
136 | F-136 | The Facility Manager, Sri Nadwathulla Ulama, M/s. Golden Enclave, Old Airport Road, Murugeshapalya, Bangalore-560017 | [8 empty] | HT | 1x 1000KVA | 1000 | 1 | 1 | [6 empty] | 0 | 0 | DG | 2 | 2x500 KVA | 1000 | Private | ACEI,BS
137 | F-137 | The Facility Manager, M/s. Golden Enclave, Old Airport Road, Murugeshapalya, Bangalore-560017 | [8 empty] | HT | 1x 500KVA | 500 | 1 | 1 | [6 empty] | 5 | 0 | DG | 3 | (1x380 + 1x320 + 1x62.5) KVA | 762.5 | Private | ACEI,BS
138 | F-138 | The Facility Manger, M/s Manipal Hospital, No:98, Rustum Bagh, Old Airport Road, Bangalore - 560 017 | [8 empty] | HT | 2x 1400KVA | 2800 | 1 | 2 |  |  |  |  | 4 |  | 10 | 0 | DG | 4 | (2x1000+ 1x1010 + 1x1250) | 4260 | Private | ACEI,BS
139 | F-139 | The Facility/Property Manager, M/s. Shyamaju & Company India Pvt. Ltd., (M/s. Dell International Services India Pvt. Ltd ) “ Divyashree Greens”, Sy No: 12/1, 12/2A, 13/1A, Chalaghatta, Domlur- Koramangala Intermediate Ring Road, Bangalore-560071 | [8 empty] | HT | 3 x 2000KVA | 6000 | 1 | 3 | [6 empty] | 15 | 0 | DG | 4 | (3x1250 + 1 x 1010) KVA | 4760 | Private | ACEI,BS
140 | F-140 | The Facility Manager, Sterling's Mac Hotels Pvt Limited, “ Hotel Mathan”, No 134, Old Air Port Road, Kodhihally, Opp Leela Palace, Bangalore 560 017 | [8 empty] | HT | 2x 1000KVA | 2000 | 1 | 1 | [6 empty] | 7 | 0 | DG | 2 | (1x1500+1x1010) KVA | 2510 | Private | ACEI,BS
141 | F-141 | The Assistant Executive Engineer, South Sub - Division 1 , BDA Complex , 2nd Block , Jayanagara , Bangalore | [8 empty] | HT | 2x400KVA | 800 | 1 | 1 | [6 empty] | 3 | 0 | DG | 1 | 1x125KVA | 125 | Private | ACEI,BS
142 | F-142 | M/s. Prestige Acropolis , No : 20 , Hosur Main Road , Bangalore -29 | [8 empty] | HT | 2 x 500 | 1000 | 1 | 1 | [6 empty] | 23 | 0 | DG | 2 | 1 x 320 , 1 x 380 | 600 | Private | ACEI,BS
143 | F-143 | M/s. Corporate Leisure Resorts & Hotels Pvt Ltd, Oxford Towers, No.139, Old Air Port Rd, Kodhihally, Opp. Leela Palace, B'lore-17 | [8 empty] | HT | 3X500 | 1500 | 1 | 1 | [6 empty] | 3 | 0 | DG | 1 | 1X1010 | 1010 | Private | ACEI,BS
144 | F-144 | M/s. Dhavanam Jewellers Private Limited , " Dhavanam Plaza " , Hosur Sarjapura Junction , Opp. Madiwala Police Station , Madiwala , Bangalore -68 | [8 empty] | HT | 1x1250 KVA, 1x1750 | 3000 | 1 | 1 | [6 empty] | 6 | 7 | DG | 2 | 2x575 | 1150 | Private | ACEI,BS
145 | F-145 | The Facility Manager, M/s Total Plaza (M/s. Dhavanam Jewellers Private Limited , " Dhavanam Plaza ") , Hosur Sarjapura Junction , Opp. Madiwala Police Station , Madiwala , Bangalore -68 | [11 empty] | 0 | 0 | [6 empty] | 0 | 0 | DG | 3 | 3x575 | 1725 | Private | ACEI,BS
146 | F-146 | The Facility Manager, "BRIGADE SOFTWARE PARK UNIT OWNERS ASSOCIATION", No 42, 27th Cross, 2nd Stage, Banashankari, Bangalore 560 070 | [8 empty] | HT | 1x2000 & 1x1250 | 3250 | 1 | 2 | [6 empty] | 9 | 0 | DG | 6 | 4x500 & 2x600 | 3200 | Private | ACEI,BS
147 | F-147 | The Facility Manager, M/s. Divyashree Infrastructure Projects Pvt. Ltd, “Divyashree Technopolis”, Sy No:125, Kh No:248/117,Amani Bellandur Khane Village, off Old Air port Road, Yamalur, Marathahalli Post, Bangalore-37 | [8 empty] | HT | 2x2500 KVA | 5000 | 1 | 1 | [6 empty] | 14 | 0 | DG | 4 | 4x1500KVA 415V | 6000 | Private | ACEI,BS
148 | F-148 | The Facility Manager, M/s. Divyashree Infrastructure Projects Pvt. Ltd, “Divyashree Technopolis”, Sy No:125, Kh No:248/117,Amani Bellandur Khane Village, off Old Air port Road, Yamalur, Marathahalli Post, Bangalore-37 | [8 empty] | HT | 2x2000 KVA | 4000 | 1 | 1 | [6 empty] | 9 | 0 | DG | 3 | 3x1500KVA | 4500 | Private | ACEI,BS
149 | F-149 | The Facility Manager, M/s. Divyashree Infrastructure Projects Pvt. Ltd, “Divyashree Technopolis”, Sy No:125, Kh No:248/117,Amani Bellandur Khane Village, off Old Air port Road, Yamalur, Marathahalli Post, Bangalore-37 | [8 empty] | HT | (1x1600+ 1x2000) KVA | 3200 | 1 | 1 | [6 empty] | 7 | 0 | DG | 3 | 3x1500KVA | 4500 | Private | ACEI,BS
150 | F-150 | The Facility Manager, M/s. Cessna Garden developers (Aloft Hotel), Cessna Business park, Kh.No: 298/158/172, Kadubeesanahalli Outer ring road, Bengaluru - 560103. | [8 empty] | HT | 2x630 KVA | 1260 | 1 | 1 | [6 empty] | 5 | 0 | DG | 2 | 2x725 KVA | 1450 | Private | ACEI,BS
151 | F-151 | The Asst. Executive Engg.(Ele), "KUWS& DB", 3rd Floor, 'Jal Bhavan', BTM 1st Stage, BG Road, Bangalore | [8 empty] | HT | 1x250 | 250 | 1 | 1 | [6 empty] | 2 | 0 | DG | 1 | 1x100 | 100 | Private | ACEI,BS
152 | F-152 | The Facility Manager, M/s. La Marvela Hotel, South End Circle, 2nd Block, Jayanagar, Bangalore | [8 empty] | HT | 1x990KVA | 990 | 1 | 1 | [6 empty] | 3 | 0 | DG | 1 | 1x500 | 500 | Private | ACEI,BS
153 | F-153 | Sr5i. R. Neelakanta Rao, M/s Inter Global Hotels Pvt Ltd, "Ibis Hotel" JNR City centre, #30, Raja Ram Mohan Roy Road, Sampige Nagara , Opp Kanteerava Stadium, Bengaluru. | [8 empty] | HT | 1x750 + 2x400 KVA | 1550 | 1 | 2 | [6 empty] | 3 | 0 | DG | 3 | 3x380 KVA | 1140 | Private | ACEI,BS
154 | F-154 | M/s Athiteya Kshema Hotels Pvt Ltd C/o (The Managing Director, “BMTC”,) #06, 80 Feet Road, Ejipura, Koramangala, Bengaluru. | [8 empty] | HT | 1x1000 KVA, 1x2000 | 3000 | 1 | 1 | [6 empty] | 4 | 0 | DG | 3 | 2x500, 1x125 | 1125 | Private | ACEI,BS
155 | F-155 | The Facility Manager, M/s Abhaya Heights, #1611, Next to Shilpakala Jedimara, 3rd Phase, J.P.Nagara, B.G.Road, Bengaluru - 560078. | [8 empty] | HT | 1x750 KVA | 750 | 1 | 1 | [6 empty] | 2 | 0 | DG | 1 | 1x750 | 750 | Private | ACEI,BS
156 | F-156 | The Facility Manager, M/s. Cyber Park Development and construction, Plot No:76 &77, Electronic City, Phase-1, Bangalore-100. | [8 empty] | HT | (1x 3000 + 1x2000 + 1x2500) KVA | 7500 | 1 | 1 | [6 empty] | 10 | 0 | DG | 3 | (1x1750+1x1500+1x2200) | 5450 | Private | ACEI,BS
157 | F-157 | The Facility Manager, M/s. Sify Technologies Ltd., 3rd floor, “Cyber Park Development and construction Campus”, Plot No:76 &77, Electronic City, Phase-1, Bangalore-100. | [8 empty] | HT | 2x 2000 KVA | 4000 | 0 | 0 | [6 empty] | 0 | 0 | DG | 3 | 3x2000KVA | 6000 | Private | ACEI,BS
158 | F-158 | Infotech Enterprises Ltd, "INFOTECH Park" No.110/A & 110/B, Phase1, Keonics Electronics City, Hosur Rd, B'lore-100 | [8 empty] | HT | 1x2500 | 2500 | 1 | 1 | [6 empty] | 3 | 0 | DG | 2 | 1X1165 1X1400 | 2565 | Private | ACEI,BS
159 | F-159 | The Facility Manager, Sathyam Computer Services Pvt. Ltd., (Tech Mahindra), No:45 & 46, Phase 2, KIADB Industrial Area, Electronic City, Bangalore-100. | [8 empty] | HT | 2x 1500 KVA 11KV /433V Transformers , (1x 1600 + 1x2000) KVA Dry Type 11KV /433V Transformer, 1x 3000 KVA 433V/11KV step up transformer | 9600 | 1 | 1 | [6 empty] | 10 | 0 | DG | 8 | (1x1010+1x1000 + 1x725+2x380 + 3x1635)KVA | 8400 | Private | ACEI,BS
160 | F-160 | M/s Siemens | [8 empty] | HT | (1x 2000+ 1x1500)KVA | 3500 | 1 | 2 | [6 empty] | 7 | 0 | DG | 3 | (1x1055 + 2x1500)KVA | 4055 | Private | ACEI,BS
161 | F-161 | The Manager, Lemon Tree Hotel, No: 54 B / 55 A, Hosur Main Road, Electronics City, Phase 1, Bangalore 560 100 | [8 empty] | HT | 2x630KVA | 1260 | 1 | 1 | [6 empty] | 4 | 0 | DG | 2 | (1x625 + 1x500) | 1125 | Private | ACEI,BS
162 | F-162 | The Facility Manager, M/s. Radha Regent Hotels Pvt Limited, No :110 C,Electronic City Phase 1, Bangalore 560100 | [8 empty] | HT | 1x630KVA | 630 | 1 | 1 | [6 empty] | 4 | 0 | DG | 2 | (2x380) | 1060 | Private | ACEI,BS
163 | F-163 | The Facility Manger, M/s. Soul Space Projects Ltd, “Soul Space Spirit Mall”, Bangalore Central, No: 89/6, 78/7, 78/8, Bellandur Village, Outer Ring Road, Bangalore. | [8 empty] | HT | 2x2000 KVA | 4000 | 1 | 1 | [6 empty] | 5 | 16 | DG | 4 | (3x 1010 + 1x750) KVA | 3780 | Private | ACEI,BS
164 | F-164 | The Facility Manager, M/s. Wipro SJP2, SEZ2, Dodda Kannelli, Sarjapura Road, Bangalore-560 035. | [8 empty] | HT | (2x1600 + 6x1000) KVA | 9200 | 1 | 3 | [6 empty] | 19 | 0 | DG | 9 | (7x1500 + 2x1010) KVA | 12520 | Private | ACEI,BS
165 | F-165 | The Secretary, M/s. Children’s Educational Society ( Regd.), “Oxford Educational Institutions”, No: CA 40, 30th Main, 1st Phase, J.P Nagar, Bangalore-560078 Site: Oxford Educational Institutions, Bommanahalli, Hosur Road, Bangalore | [8 empty] | HT | 2x500 KVA | 1000 | 1 | 4 | [6 empty] | 19 | 0 | DG | 3 | , (2x 250 + 1x500) KVA | 1000 | Private | ACEI,BS
166 | F-166 | The Secretary, M/s. Children’s Educational Society ( Regd.), “Oxford Educational Institutions”, No: CA 40, 30th Main, 1st Phase, J.P Nagar, Bangalore-560078 Site: Oxford Educational Institutions, Bommanahalli, Hosur Road, Bangalore | [8 empty] | HT | 1x200 KVA | 200 | 1 | 2 | [6 empty] | 5 | 0 | DG | 1 | 1x200 KVA | 200 | Private | ACEI,BS
167 | F-167 | The Facility Manger, M/s Wipro Technologies, SEZ, Sy No: 70/4(P), 84/1(P), 84/2(P) & 84/4(P), Doddathogur Village, Keonics Electronic City, Bangalore-100 | [8 empty] | HT | 6x2000 KVA | 12000 | 1 | 2 | [6 empty] | 19 | 0 | DG | 6 | 6 x1500 KVA | 9000 | Private | ACEI,BS
168 | F-168 | The Facility Manger, M/s Wipro Technologies, Keonics Electronic City, Hosur Road, Bangalore-100. | [8 empty] | HT | (4x2000 + 2x630) KVA, | 10060 | 1 | 1 | [6 empty] | 19 | 0 | DG | 6 | (1x 750 + 5 x1500) | 8250 | Private | ACEI,BS
169 | F-169 | The Facility Manger, M/s Wipro Technologies, Keonics Electronic City, Hosur Road, Bangalore-100. | [8 empty] | HT | 1x200+ 2x1250+1x1000+4x750 | 6700 | 1 | 1 | [6 empty] | 18 | 0 | DG | 5 | 2x1250 + 3x1500 | 7000 | Private | ACEI,BS
170 | F-170 | The Facility Manger, M/s Vishal India Commercial Developers Pvt. Ltd.,“ Management Office”, 4th Floor, Royal Meenakshi Mall, Hulimavu, BG Road, Bangalore - 560076. | [8 empty] | HT | 2x2000 KVA | 4000 | 1 | 1 |  |  | MP | 7 |  |  | 10 | 17 | DG | 3 | (2x 1500 + 1x500 ) KVA | 3500 | Private | ACEI,BS
171 | F-171 | M/s HCL Technologies Limited SEZ Campus, Plot No: 129, Jigani Industrial Area, Bommasandra Jigani Link Road, Bangalore-560 060 | [8 empty] | HT | 5x2000 KVA | 10000 | 1 | 3 | [6 empty] | 18 | 0 | DG& Solar | 8 | , 8 x 1500 KVA, 1x50 KWp Solar Power Plant | 12000 & 50 | Private | ACEI,BS
172 | F-172 | The Facility Manager, M/s. Suraj Inn Pvt. Ltd, “Manthri Magnolia DTS”, Sy No: 46/2, 47/2, 48/1, 48/2, Sarjapura Road, Ambalipura Village, Bangalore-95. | [8 empty] | HT | 2x1000 KVA | 2000 | 1 | 1 | [6 empty] | 4 | 0 | DG | 3 | 3 x750 KVA | 2250 | Private | ACEI,BS
173 | F-173 | The Facility Manager, M/s. Infosys Technologies Limited, "INFOSYS", Electronic City, Hosur Road, Bangalore 560 100. | [8 empty] | HT | 1x31.5MVA, 66/11KV Transformer, (1 X 1250, 4 X 1500, 2 X 1600 1 X 1750 kVA & 6 X 2000/2500 )kVA , 11KV /433V ,(1x3000, 2x2000 & 1x800)KVA , 11KV/433V Transformers | 63500 | 1 | 7 | [6 empty] | 60 | 10 | DG | 11 | 4 x 2000KVA, 11KV DG Sets, (5 x 2000 + 2x1250)KVA, 415V DG Sets | 20500 | Private | ACEI,BS
174 | F-174 | The Facility Manager, M/s. Infosys Technologies Limited, "INFOSYS", Electronic City, Hosur Road, Bangalore 560 100. | [8 empty] | HT | 1x 250KVA | 250 | 1 | 1 | [6 empty] | 2 | 0 | DG | 1 | 1x 180KVA | 180 | Private | ACEI,BS
175 | F-175 | The Facility Manager, M/s. Ozone properties Pvt. Ltd, “ Ozone Manay Tech park”, No:56/8, 56/9, GB Palya, 11th KM, Hosur Road, Bangalore-100 | [8 empty] | HT | 2x2000KVA | 4000 | 1 | 2 | [6 empty] | 9 | 0 | DG | 4 | (2x1250 + 2x1010) KVA | 4020 | Private | ACEI,BS
176 | F-176 | The Facility Manager, Sri Venkateshwara Developers, “ Gold Hill Square”, No: 690, Bommanahalli, Hosur main Road, Bangalore. | [8 empty] | HT | 2x 1600KVA | 3200 | 1 | 1 | [6 empty] | 7 | 0 | DG | 4 | 4x 1000KVA | 4000 | Private | ACEI,BS
177 | F-177 | The Facility Manager, M/s. Velankani Information System Ltd, No: 43, Phase-1, Electronic City, Hosur Road, Bangalore-560100. | [8 empty] | HT | (3x 2500 + 2x1500) KVA | 10500 | 1 | 1 | [6 empty] | 11 | 0 | DG | 7 | (3x1500+2x1010+1x2000+1x600) | 9120 | Private | ACEI,BS
178 | F-178 | The Facility Manager, M/s. Elecoteq Electronics India Pvt. Ltd., Block:7, Velankani Information System Campus, No: 43, Phase-1, Electronic City, Hosur Road, Bangalore-560100 | [11 empty] | 0 | 0 | [6 empty] | 0 | 0 | DG | 1 | 1x1500 KVA | 1500 | Private | ACEI,BS
179 | F-179 | The Facility Manager, Hotel Crown Plaza, Near Velankani Campus, Phase-1, Electronic City, Bangalore-100 | [8 empty] | HT | 2x 1750KVA | 3500 | 1 | 1 | [6 empty] | 9 | 0 | DG | 2 | 2x1165 KVA,415VDG Sets | 2330 | Private | ACEI,BS
180 | F-180 | The Facility Manager M/s. Tata BP Solar India Ltd No: 45 (P) , 44(P) , Phase-2, Electronic city ,Hosur Road, Bangalore-100 | [8 empty] | EHT | 1x20 MVA, 66/11KV Transformer, (6 X 2000+ 1x630) kVA , 11KV/433V Transformers | 32630 | 0 | 0 | [6 empty] | 4 | 0 | DG | 4 | 1x2250 KVA, 11KV DG Set, (2x1025 + 1x825 )KVA, 415V DG Sets | 5125 | Private | ACEI,BS
181 | F-181 | M/s. Salarpuria Soft Zone, Sy.No. 80/1, 80/2 Sy.No. 799, Bellandur (v), Outer ring rd, B'lore | [8 empty] | HT | 4x2000 | 8000 | 1 | 2 | [6 empty] | 21 | 0 | DG | 6 | 5X1500 1x1010 | 8510 | Private | ACEI,BS
182 | F-182 | M/s. Keys Hotels Private Limited , Bergureen Hotels , Opp Volkswagan Show Room, Road , Bangalore - 68 | [8 empty] | HT | 1x 1250 | 1250 | 1 | 1 | [6 empty] | 3 | 0 | DG | 2 | 1 x 320 1x 500 | 720 | Private | ACEI,BS
183 | F-183 | The Facility Manager, M/s. Global Village Technology Park, RVCE Post, Mysore Road, Bangalore. | [8 empty] | HT | 2x10MVA, 66/11KV Transformers, (2x 2500 + 2x2000 + 1X1250) KVA , 11KV /433V Transformers | 30250 | 1 | 4 | [6 empty] | 20 | 0 | DG | 13 | (3 x 1250 + 6 x 1010 + 4 X 500)KVA | 11560 | Private | ACEI,BS
184 | F-184 | M/s Heidelberg Cement India Ltd. Ammasandra ,Turuvekere Taluk. Tumkur District.. | [8 empty] | EHT | 1x20 MVA EHT sub-stations, (3x1000 KVA +1x75 KVA, 3x2500 +1x200 + 1x3500, 5x1500) | 41775 | 0 | 0 | [6 empty] | 0 | 0 | DG | 4 | (2x6650 + 1x6375 + 500) | 20175 | Private | ACEI,BS
185 | F-185 | M/s Vijaya Steels Ltd. Anchepalya Indl Area Kunigal Taluk ,Tumkur District | [8 empty] | EHT | 1X16MVA66/11KV Sub Station, 1X12MVA Furnace transformer, 1X2MVA Aux. Transformer | 30000 | 0 | 0 | [6 empty] | 0 | 0 | DG | 1 | 1X500KVA | 500 | Private | ACEI,BS
186 | F-186 | M/s Sunvik Steels Limited, Jodidevarahalli, Kallambella Hobli, Sira Tq., Tumkur Dt. |  |  | C0-gen | 1 | 1x12500 | 12500 |  |  |  | 1X10MVA66/11KV Sub Station, (4X2000+ 1x1600+1x2500+2x2814),KVA, 11KV/525V & (1x4000)KVA 11KV/1000V | 144228 | 0 | 0 | [6 empty] | 0 | 0 | DG/TG | 5 | (3x380+1X600+ 1x160) 1x12500KVA TG | 1900 & 12500 | Private | ACEI,BS
187 | F-187 | The Chief Engineer, M/S. Lalith Ashoka Hotel, Kumara Krupa, High Grounds, Bangalore –560 001 | [8 empty] | HT | 3X500KVA | 1500 | 1 | 2 | [6 empty] | 7 | 0 | DG | 3 | (2 x 500 + 1x320 ) | 1320 | Private | ACEI,BS
188 | F-188 | The Chief Engineer, M/S. Kanija Bhavana, Racecourse Road, Bangalore –560 001 | [8 empty] | HT | 2X1600KVA | 3200 | 1 | 2 | [6 empty] | 8 | 0 | DG | 4 | b) 4X750KVA | 3000 | Private | ACEI,BS
189 | F-189 | The Chief Engineer, M/s Reliance Data Centre C/o. Khanija Bhavana at No.49, Race Course Road, Bangalore-560 001 | [8 empty] | HT | 2x750KVA | 1500 | 0 | 0 | [6 empty] | 0 | 0 | DG | 2 | 2x500 KVA | 1000 | Private | ACEI,BS
190 | F-190 | M/s. Hotel Chalukya , No: 44, Race Cource Road, Basaveshwara circle, Bangaore-560 001 | [8 empty] | HT | 1X160KVA | 160 | 1 | 1 | [6 empty] | 3 | 0 | DG | 1 | 1X100KVA | 100 | Private | ACEI,BS
191 | F-191 | The Facility Manager, M/s. Gold Finch Hotels Pvt. Ltd., No: 32/3, Crescent Road, High Grounds, Off Race Course Road, Bangalore-560001 | [8 empty] | HT | 1x750 KVA | 750 | 1 | 1 | [6 empty] | 3 | 0 | DG | 2 | (1x500 + x250) | 750 | Private | ACEI,BS
195 | F-192 | The Facility Manager, M/s. Greenko, Sai Spoorthi Power Pvt. Ltd, No: 701-702, Prestige Meridian-2, No: 30, MG road, Bangalore-560001 |  |  | Mini Hydel | 1 | 3x4100 | 12300 |  |  | HT | IV. 2x10MVA, 11/66KV Transformers& 2x250KVA, 11KV/433V Auxiliary transformers | 20500 | 0 | 0 | [6 empty] | 0 | 0 | DG | 3 | 3x4.1 MW Hydro Generator | 12300 | Private | ACEI,BS
196 | F-193 | M/s. Accenture Services Pvt. LTD., No. 71, Cunningham Road, Bangalore | [8 empty] | HT | 1x630 | 630 | 1 | 3 | [6 empty] | 2 | 0 | DG | 2 | 2x600 | 1300 | Private | ACEI,BS
197 | F-194 | AEE, No. 5, Subdivision, PWD, Vidhana Soudha, Bangalore installation @ vikasa Soudha | [8 empty] | HT | 2x1600 | 3200 | 1 | 7 | [6 empty] | 8 | 0 | DG | 3 | 2x750 & 1x250 | 1750 | Private | ACEI,BS
198 | F-195 | AEE, No. 5, Subdivision, PWD, Vidhana Soudha, Bangalore installation @ MS building, Secretariat | [8 empty] | HT | 2x1000 | 2000 | 1 | 3 | [6 empty] | 3 | 0 | DG | 3 | 1x500, 1x250 & 1x125 | 875 | Private | ACEI,BS
199 | F-196 | AEE, No. 5, Subdivision, PWD, Vidhana Soudha, Bangalore installation @Legislative House | [8 empty] | HT | 2x500 | 1000 | 1 | 10 | [6 empty] | 10 | 0 | DG | 2 | 1x250 & 1x125 | 375 | Private | ACEI,BS
200 | F-197 | The Medical Superintendent, Victoria Hospital, City Market, Bangalore | [8 empty] | HT | 2x1000 | 2000 | 1 | 8 |  |  |  |  | 3 |  | 5 | 0 | DG | 3 | 1x625, 1x250 & 1x750 | 1625 | Private | ACEI,BS
201 | F-198 | the AEE, No. 10, Subdivision, PWD Electrical Subdivision, K.R. Circle, Bangalore installation @ City Civil Court | [8 empty] | HT | 1x500 | 500 | 1 | 8 | [6 empty] | 2 | 0 | DG | 1 | 250 | 250 | Private | ACEI,BS
202 | F-199 | The AEE (el), DC Works, N-1 Subdivision, BWSSB"D" Block, Cauvery Bhavan, K.G.Road, Bangalore | [8 empty] | HT | 1x500 | 500 | 1 | 5 | [5 empty] | 5 | 5 | 0 | DG | 2 | 1x180, 1x125 | 305 | Private | ACEI,BS
203 | F-200 | M/s. HDFC Bank, BWSSB Building, Cauvery Bhavan, K.G.Road, Bangalore | [11 empty] | 0 | 0 | [6 empty] | 0 | 0 | DG | 1 | 1x75 | 75 | Private | ACEI,BS
204 | F-201 | M/s. Axis Bank, KHB building, cauvery Bhavan, K.G.Road, Bnagalore | [11 empty] | 0 | 0 | [6 empty] | 0 | 0 | DG | 1 | 1x35 | 35 | Private | ACEI,BS
205 | F-202 | The AEE (el), 10th floor, KHB Building "E" & "F" Block, Cauvery Bhavan, K.G.Road, Bangalore | [8 empty] | HT | 1x500 | 500 | 1 | 5 | [6 empty] | 5 | 0 | DG | 1 | 1x250 | 250 | Private | ACEI,BS
206 | F-203 | The AEE (el), 10th floor, KPTCL Block, Cauvery Bhavan, K.G.Road, Bangalore | [11 empty] | 1 | 1 | [6 empty] | 5 | 0 | DG | 1 | 1x62.5 | 62.5 | Private | ACEI,BS
207 | F-204 | the AEE, No. 10, Subdivision, PWD Electrical Subdivision, K.R. Circle, Bangalore installation @ BAR Association | [8 empty] | HT | 1x250 | 250 | 1 | 2 | [6 empty] | 1 | 0 | DG | 0 |  |  | Private | ACEI,BS
208 | F-205 | M/s. Sapna Deepam Developers, GPA: Madhusudhan Reddy, No. 125(50/1), Palace Road, Cunningham Road, Bnagalore | [8 empty] | HT | 1x500 | 500 | 1 | 1 | [6 empty] | 1 | 0 | DG | 0 |  |  | Private | ACEI,BS
209 | F-206 | The Medical Superintendent, Victoria Hospital (New OPD Block) City Market, Bangalore | [8 empty] | HT | 2x1000 | 2000 | 1 | 1 | [6 empty] | 1 | 0 | DG | 1 | 1x500 | 500 | Private | ACEI,BS
210 | F-207 | M/s. Wonderla Holidays Ltd, Sy No: 107, 108, 109 of Bannikuppe Village, Sy No: 28,86 of Vajarahalli, 28th KM , Mysore Road, Bidadi Hobli, Ramanagara Tq & District. | [8 empty] | HT | 1x2000 KVA | 2000 | 1 | 1 | [6 empty] | 7 | 0 | DG | 0 | 2x 1010 KVA | 2020 | Private | ACEI,BS
211 | F-208 | The Facility Manager, M/s. Gold Finch Hotels Pvt. Ltd., No: 32/3, Crescent Road, High Grounds, Off Race Course Road, Bangalore-560001 | [8 empty] | HT | 1x750 KVA | 750 | 1 | 1 | [6 empty] | 3 | 0 | DG | 0 | (1x500 + x250) | 750 | Private | ACEI,BS
212 | F-209 | The Facility Manager, M/s. Toyota Kirloskar Auto Parts, Plot No:21 , Bidadi Industrial Area, Ramanagara District. | [8 empty] | HT | (1 x2500 + 5x2000 + 6 x 1600 + 1x1000) KVA , 11KV /433V | 23100 | 0 | 0 | [6 empty] | 0 | 0 | DG & Solar | 0 | ( 3 x2537 + 1x8186) KVA, 11KV &(1x2188 + 1x380)KVA 415V D.G. Sets , 1x100 KWp Solar Power Plant | 13291 & 100KW | Private | ACEI,BS
213 | F-210 | The General Manager, M/s. Toyota Kirloskar Motors Ltd, Plot No: 1, KIADB Industrial Area, Bidadi, Ramanagara Tq & Dist. | [8 empty] | EHT | 2 x 31.5 MVA, 220/11KV & 1x 150KVA 11KV/433 V Aux Trasfromer | 63150 | 0 | 0 | [6 empty] | 0 | 0 | DG | 0 |  |  | Private | ACEI,BS
214 | F-211 | The Manager, M/s Tata Johnson Controls, OSS Park, C/o M/s Toyota Kirloskar Motors Ltd, Plot No: 1, KIADB Industrial Area, Bidadi, Ramanagara Tq & Dist | [9 empty] | 1 x 1000KVA, 11KV/433V Transformer | 1000 | 0 | 0 | [6 empty] | 0 | 0 | DG | 0 |  |  | Private | ACEI,BS
215 | F-212 | The Manager, M/s Toyetesu (I) Autoparts Pvt. Ltd , OSS Park,C/o M/s Toyota Kirloskar Motors Ltd, Plot No: 1, KIADB Industrial Area, Bidadi, Ramanagara Tq & Dist. | [9 empty] | (1X 1500KVA + 1X 2500)KVA | 3500 | 0 | 0 | [6 empty] | 0 | 0 | DG | 0 |  |  | Private | ACEI,BS
216 | F-213 | The Manager, M/s JBM Ogihara Automotive Pvt Ltd, OSS Park,C/o M/s Toyota Kirloskar Motors Ltd,Plot No: 1, KIADB Industrial Area, Bidadi, Ramanagara Tq & Dist. | [9 empty] | 1x1250 KVA | 1250 | 0 | 0 | [6 empty] | 0 | 0 | DG | 0 |  |  | Private | ACEI,BS
217 | F-214 | The Manager, M/s Wheels India Pvt Ltd, OSS Park, C/o M/s Toyota Kirloskar Motors Ltd, Plot No: 1, KIADB Industrial Area, Bidadi, Ramanagara Tq & Dist | [9 empty] | 42KW LT load |  | 0 | 0 | [6 empty] | 0 | 0 | DG | 0 |  |  | Private | ACEI,BS
218 | F-215 | The Manager, M/s Bundy India Pvt. Ltd, OSS Park,C/o M/s Toyota Kirloskar Motors Ltd,Plot No: 1, KIADB Industrial Area, Bidadi, Ramanagara Tq & Dist | [9 empty] | 143KW LT load |  | 0 | 0 | [6 empty] | 0 | 0 | DG | 0 |  |  | Private | ACEI,BS
219 | F-216 | The Manager, M/s Suprim Treves Pvt Ltd, OSS Park, OSS Park,C/o M/s Toyota Kirloskar Motors Ltd,Plot No: 1, KIADB Industrial Area, Bidadi, Ramanagara Tq & Dist | [9 empty] | 565 KW LT load |  | 0 | 0 | [6 empty] | 0 | 0 | DG | 0 |  |  | Private | ACEI,BS
220 | F-217 | M/s. Hindustan Coca Cola Beavearages, Bidadi Industrial Area, Ramanagara District | [8 empty] | HT | 1x8 MVA, 66/11KV, (2x3150, 1x2500, 2x1500) | 14250 | 0 | 0 | [6 empty] | 0 | 0 | DG | 9 | 2x2080, 1x1500, 2x1110, 4x750 | 10880 | Private | ACEI,BS
221 | F-218 | The Facility manager, M/s Madra Woodland Hotel Pvt Ltd, #5, Raja ram Mohan Roy Road, Bengaluru - 560025. | [8 empty] | HT | 1x250 KVA | 250 | 1 | 1 | [6 empty] | 4 | 0 | DG | 1 | 1x320 KVA | 320 | Private | ACEI,BS
222 | F-219 | M/s Innovative Multiplex theatres, No: 135, Marathahalli Outer Ring Road, Marathahalli Junction, Varthur Hobli, Bangalore | [8 empty] | HT | 1x 250KVA | 250 | 0 | 0 |  |  | MP | 4 |  |  | 0 | 0 | DG | 1 | 1x250KVA DG set | 250 | Private | ACEI,BS
223 | F-220 | The Facility Manager, M/s Maverick Holdings & Investments Pvt Ltd, “Sri Swagath Garuda Mall”, 30th Cross, Byrasandra, Jayanagara, Bengaluru – 560011. | [8 empty] | HT | 1x2500 | 2500 | 1 | 1 | [6 empty] | 5 | 4 | DG | 1 | 1x1010 | 1010 | Private | ACEI,BS
224 | F-221 | Prestige Amusement Pvt. Ltd, "forum mall", No:21, Koramanagala, Banagalore | [8 empty] | HT | 1x5000, 3x1600 | 9200 | 1 | 1 |  |  | MP | 11 |  |  | 7 | 13 | DG | 4 | 3x1500KVA & 1x1250KVA, 415V | 5750 | Private | ACEI,BS
225 | F-222 | The Facility Manager, M/s. Adarsh Prime Projects Pvt. Ltd, Sy No:20/1, 20/2, “Adarsh Subex”, Devarabisanahalli Village, Varthur Hobli,Outer Ring Road, Bangalore. | [8 empty] | HT | 1x1500 | 1500 | 1 | 1 | [6 empty] | 5 | 0 | DG | 5 | 4x365 & 1x500 | 1960 | Private | ACEI,BS
226 | F-223 | The Facility Manager, M/s Central Mall (M/s Prathibha Realtors Pvt Ltd & Research Lab), #45/2, 5th Cross, Jayanagara 9th Block, Bengaluru – 560069. | [8 empty] | HT | 2x2000 | 4000 | 1 | 1 |  |  | MP | 4 |  |  | 4 | 12 | DG | 3 | 1x1500, 1x1550 & 1x750 | 3800 | Private | ACEI,BS
227 | F-224 | The Facility Manager, M/s Gopalan Mall (M/s Gopalan Enterprises), #22, J.P.Nagar, 3rd Phase, Bengaluru – 560078. | [8 empty] | HT | 1x2500 | 2500 | 1 | 1 |  |  | MP | 3 |  |  | 5 | 8 | DG | 4 | 4x500 | 2000 | Private | ACEI,BS
228 | F-225 | The Facility Manger, M/s. Shamaraju & Co(I) Pvt. Ltd., (M.R.Munireddy & Others) M/s. Divyashree Techno Park, Kundalahalli Village, Bangalore. | [8 empty] | HT | 1x2000 KVA | 2000 | 0 | 0 | [6 empty] | 0 | 0 | DG | 1 | 1x500 KVA | 500 | Private | ACEI,BS
229 | F-226 | The Facility Manger, M/s. Shamaraju & Co(I) Pvt. Ltd., (M.R.Munireddy & Others) M/s. Divyashree Techno Park, Kundalahalli Village, Bangalore. | [8 empty] | HT | 2x1600 KVA | 3200 | 1 | 1 | [6 empty] | 9 | 0 | DG | 1 | 1x1500 KVA | 1500 | Private | ACEI,BS
230 | F-227 | M/s Takshasila Health Care & Research Services Pvt Ltd, "Sakra World Hospital", #52/2, 52/3, Devarabeesanahalli, Outer Ring Road, Bengaluru. | [8 empty] | HT | 2x2000 | 4000 | 1 | 1 |  |  |  |  | 8 |  | 12 | 0 | DG | 4 | 4x625 | 2500 | Private | ACEI,BS
231 | F-228 | The Facility manager, M/s Prestige Technopolis, Sri Yadalam Subbaiah Shetty & Sons, #8/01, Dr. M.H.Marigowda Road, Hosur Main Road, Opp. Christ College, Bengaluru | [8 empty] | HT | 2x2500 | 5000 | 1 | 1 | [6 empty] | 7 | 0 | DG | 3 | 1x1600, 2x1813 | 5226 | Private | ACEI,BS
232 | F-229 | The Facility Manager, M/s. Adarsh Prime Projects Pvt. Ltd, “ASP Block”, Sy No:20/3, Devarabisanahalli Village, Varthur Hobli, Outer Ring Road, Bangalore. | [8 empty] | HT | 4x1500 KVA | 6000 | 1 | 2 | [6 empty] | 10 | 0 | DG | 4 | 4x1450 | 5800 | Private | ACEI,BS
233 | F-230 | The Facility manager, Sri. Chatrahuj Bassarnal Pardhani, "Embassy Tech square", KH.No: 464/159/172/2/1, Kadubeesanahalli, Bengaluru. | [8 empty] | HT | 2x1250 | 2500 | 1 | 1 | [6 empty] | 7 | 0 | DG | 2 | 1x1500 + 1x1010 | 2510 | Private | ACEI,BS
234 | F-231 | The facility Manager, M/s Primal Projects Pvt Ltd, "RMZ Ecospace", Outer Ring Road, devarabeesanahalli, Bengaluru | [8 empty] | HT | 1x2500 | 2500 | 1 | 1 | [6 empty] | 4 | 0 | DG | 3 | 3x750 | 2250 | Private | ACEI,BS
235 | F-232 | The facility Manager, M/s Cadene Design Systems, 2nd Floor, Campus 3B, "RMZ Ecospace", Outer Ring Road, devarabeesanahalli, Bengaluru | [11 empty] | 0 | 0 | [6 empty] | 0 | 0 | DG | 1 | 1x625 KVA | 625 | Private | ACEI,BS
236 | F-233 | The Facility Manager, M/s Adobe Systems India Pvt. Ltd Adobe Tower, Block A, Prestige Tech Platina Out Ring Road, Kadubeesanahalli Varthur Hobli, Bangalore-560 087. | [8 empty] | HT | 2x1600 KVA | 3200 | 1 | 1 | [6 empty] | 7 | 0 | DG | 4 | 4x1010 | 4040 | Private | ACEI,BS
237 | F-234 | The Facility Manager, M/s Sandisk India Device Design Centre Pvt Ltd, Sy.No: 143/1, Amani Bellandur Khane Village, Prestige Excelsior, Prestige Tech Park, Marathahalli - Sarjapur Outer Ring road, Kadubeesanahalli, Varthur(H), Bangalore. | [8 empty] | HT | 2x1600 KVA | 3200 | 1 | 1 | [6 empty] | 6 | 0 | DG | 3 | 3x1500 | 4500 | Private | ACEI,BS
238 | F-235 | The Facility Manager, M/s Prestige Property Management & Services, Prestige Group Pvt Limited, Prestige Tech Park, Kadabisanahally Village, Bangalore. | [8 empty] | HT | 2x2000 KVA | 4000 | 1 | 1 | [6 empty] | 7 | 0 | DG | 1 | 1x2000 KVA | 2000 | Private | ACEI,BS
239 | F-236 | The Facility Manager, M/s Prestige Property Management & Services, Prestige Group Pvt Limited, Prestige Tech Park, Kadabisanahally Village, Bangalore. | [8 empty] | HT | 1x1250 +1x2000+3x2500 KVA | 10750 | 1 | 2 | [6 empty] | 7 | 0 | DG | 2 | 2x1500 KVA | 3000 | Private | ACEI,BS
240 | F-237 | The Facility Manager, M/s. Umiya Holdings Builders, “Cessna Business Park”, Outer Ring Road, Kadubeesanahalli, Bangalore. | [8 empty] | HT | 2x2500 | 5000 | 1 | 1 | [6 empty] | 10 | 0 | DG | 3 | 2x1500, 1x750 | 3750 | Private | ACEI,BS
241 | F-238 | Sri. K. Changam Raju & Smt. Narasamma, GPA: Sri. K.V. Kupparaju, M/s Jain College, No:44 & 44/1, District Fund Road, 9th Block, Jayanagar, Bengaluru. | [8 empty] | HT | 1x2000 | 2000 | 1 | 1 | [6 empty] | 4 | 0 | DG | 0 | - |  | Private | ACEI,BS
242 | F-239 | M/s Jain Knowledge Campus No:44 & 44/1, District Fund Road, Behind Big Bazar, 9th Block, Jayanagar, Bengaluru. | [11 empty] | 0 | 0 | [6 empty] | 0 | 0 | DG | 1 | 1x725 | 725 | Private | ACEI,BS
243 | F-240 | The Facility Manager, Cessana Business Park, Sarjapur Marathahally Outer Ring Road Kadabisanahally, Bangalore 560 103. | [8 empty] | HT | 4x2500 | 10000 | 1 | 1 | [6 empty] | 5 | 0 | DG | 4 | 4x3000 | 12000 | Private | ACEI,BS
244 | F-241 | The Facility Manager, Cessana Business Park, Sarjapur Marathahally Outer Ring Road Kadabisanahally, Bangalore 560 103. | [8 empty] | HT | 4x2500 | 10000 | 1 | 1 | [6 empty] | 5 | 0 | DG | 4 | 4x3000 | 12000 | Private | ACEI,BS
245 | F-242 | The Facility Manager, M/s. Kalyani Tech Park, Sy.No: 24, Kundalahalli(V), K.R.Puram Hobli, Bengaluru. | [8 empty] | HT | (1x1250) KVA, 11KV /433V Transformers | 1250 | 1 | 2 | [6 empty] | 5 | 0 | DG | 1 | 1x1010 | 1010 | Private | ACEI,BS
246 | F-243 | The Facility Manager, M/s. Kalyani Tech Park, Sy.No: 24, Kundalahalli(V), K.R.Puram Hobli, Bengaluru. | [8 empty] | HT | (2x2500) KVA, 11KV /433V Transformers | 5000 | 1 | 2 | [6 empty] | 10 | 0 | DG | 4 | (4x1010) KVA, 415V D.G. Sets | 4040 | Private | ACEI,BS
247 | F-244 | The Facility Manager, M/s. Kalyani Tech Park, Sy.No: 24, Kundalahalli(V), K.R.Puram Hobli, Bengaluru. | [8 empty] | HT | (2x2500) KVA, 11KV /433V Transformers | 5000 | 1 | 2 | [6 empty] | 10 | 0 | DG | 2 | 2x1500 KVA | 3000 | Private | ACEI,BS
248 | F-245 | M/s. Supreme Build-cap Pvt Ltd, Sy No: 37(P), 28/2(P), 29/2, 29/3A, 29/3B, 32, 33, 34/1, 34/2, 24/3, 34/4, 35, 36, 37/1, 37/2, 42(P), 43, 44/1, 46/3, Devarabeesanahalli Village, Varthur Hobli, Bengaluru. | [8 empty] | HT | 3x2000 | 6000 | 1 | 2 | [6 empty] | 0 | 0 | DG | 0 |  |  | Private | ACEI,BS
249 | F-246 | M/s. Channakeshava Tech, Co-Deveoper, M/s. Shamraju & Company (India)Pvt ltd, Divyashree Technopark, SEZ, Kundalahalli Village, K.R.Puram, Bengaluru. | [8 empty] | HT | 2 x 2000KVA, 11Kv/433V & 1 x 1600KVA, 11/433V HT transformers | 5600 | 1 | 1 | [6 empty] | 0 | 0 | DG | 0 |  |  | Private | ACEI,BS
250 | F-247 | M/s. Innovative Quest Pvt ltd,No.16A, Millers Road, Vasanthanagar, Bengaluru. | [8 empty] | HT | 1 x 1000KVA, 11/433V HT Tr | 1000 | 1 | 1 | [6 empty] | 0 | 0 | DG | 0 |  |  | Private | ACEI,BS
251 | F-248 | M/s. Tranquil Reality Pvt Ltd, Sy No: 79/1P, 84/2P, 85/4, 85/5 & 85/6,Pannathur, bengaluru. | [8 empty] | HT | 2 x 750KVA, 11/433V HT Tr s/s | 1500 | 1 | 1 | [6 empty] | 0 | 0 | DG | 0 |  |  | Private | ACEI,BS
252 | F-249 | The Facility Manager, M/s Yashoda Medicare & Research Centre Pvt Ltd, "Yashomati Hospital", No: 2371/3, ITPL Main Road, Munnekolalu, Marathahalli, Bengaluru. | [8 empty] | HT | 1x1250 | 1250 | 1 | 1 | [6 empty] | 5 | 0 | DG | 2 | 2x625 | 1250 | Private | ACEI,BS
253 | F-250 | The Facility Manager, Sri. Venkateswara Devlopers, “ Kamalaya Hi-Soft”., No. 21,22,27, Electronic City Phase-2, Shanthi Nagar, Bangalore- 560 100 | [8 empty] | HT | 4x1600 | 6400 | 1 | 1 | [6 empty] | 12 | 0 | DG | 4 | 4x1600 | 6400 | Private | ACEI,BS
254 | F-251 | The Secretary, M/s. Children’s Educational Society ( Regd.), “Oxford Educational Institutions”, No: CA 40, 30th Main, 1st Phase, J.P Nagar, Bangalore-560078 Site: Oxford Educational Institutions, Bommanahalli, Hosur Road, Bangalore | [8 empty] | HT | 1x100 | 100 | 1 | 1 | [6 empty] | 2 | 0 | DG | 1 | 1x82.5 | 82.5 | Private | ACEI,BS
255 | F-252 | M/s. Purvankara Projects Pvt, Ltd, Sy No;9, Beretana Agrahara, Hosur Road, Bengaluru, | [8 empty] | HT | 2 x 1600 KVA, 11KV/433V Transformar | 3200 | 1 | 1 | [6 empty] | 0 | 0 | DG | 0 |  |  | Private | ACEI,BS
256 | F-253 | M/s. Prestige Trinity Centre, No: 128/1-11-13-14-15-16 Bhoganahalli Village, Marathahalli, bengaluru. | [8 empty] | HT | 1 x 1250KVA, 11/433V & 1 x 1600KVA, 11/433V HT tr | 2850 | 1 | 1 | [6 empty] | 0 | 0 | DG | 0 |  |  | Private | ACEI,BS
257 | F-254 | The Facility Manager, M/s. Gopalan Arcade, RR Nagar, Mysore Road, Bangalore | [8 empty] | HT | 1x2000 | 2000 | 1 | 1 |  |  | MP | 3 |  |  | 4 | 6 | DG | 2 | 2x500 | 1000 | Private | ACEI,BS
258 | F-255 | The Facility Manager, M/s Star Bajar, (C/o. M/s. Gopalan Arcade), RR Nagar, Mysore Road, Bangalore | [11 empty] | 0 | 0 | [6 empty] | 1 | 2 | DG | 0 |  |  | Private | ACEI,BS
259 | F-256 | The Facility Manager, M/s Toyota Tsusho India Pvt. Ltd, Plot No: 33 & 34, Bidadi Industrial Area, Bidadi, Ramanagara Dist. | [8 empty] | HT | 2x20 MVA, 66/11KV, (4x2000+3x1000+1x1500+1x750+1x63)11KV/433V, (1x3000 KVA, 11KV/780V Furnace Transformer) | 53313 | 0 | 0 | [6 empty] | 0 | 0 | DG | 7 | 4x750, 1x500, 1x250, 1x125 KVA DG | 3875 | Private | ACEI,BS
260 | F-257 | The Medical Superintendent, Victoria Hospital, City Market, Bangalore | [8 empty] | HT | 2x1000 | 2000 | 1 | 1 | [6 empty] | 3 | 0 | DG | 1 | 1x500 | 500 | Private | ACEI,BS
261 | F-258 | M/s. Adarsh Realty & Hotels Pvt. Ltd. No;78 Palace Road, Vasanthanagar, Bengaluru. | [8 empty] | HT | 2 x 2000 KVA, 11KV /433V Transformers | 4000 | 1 | 1 | [6 empty] | 12 | 0 | DG | 3 | 1x 1500 KVA + 2x1010 KVA, 415V D.G. Set | 3510 | Private | ACEI,BS
262 | F-259 | M/s. Bosch Ltd, Plot No: 42, KIADB Indl Area, 2nd phase, Sector-2, Shyanamangala, Bidadi hobli, bengaluru. | [8 empty] | EHT | 2 x 12.5 MVA, 66/11KV Transformer, (4 x 1250 + 2x1000+3x1500+2x630) KVA, 11KV /433V Transformers, (2x3000) KVA, 400V/11KV Furnace transformer | 43760 | 0 | 0 | [6 empty] | 0 | 0 | DG & Solr | 3 | (2 x 1250 + 1x2000) KVA, 415V DG Sets & 3.5 MPW Solar Power Plant | 4500 & 3500 | Private | ACEI,BS
263 | F-260 | The Facility Manager, Cessana Business Park, Sarjapur Marathahally Outer Ring Road Kadabisanahally, Bangalore 560 103. | [8 empty] | HT | 3 x 2500KVA, 11KV /433V Transformers | 7500 | 1 | 1 | [6 empty] | 5 | 0 | DG | 3 | 3 x 2000KVA, 11KV, DG Sets | 6000 | Private | ACEI,BS
264 | F-261 | The Facility Manager, Cessana Business Park, Sarjapur Marathahally Outer Ring Road Kadabisanahally, Bangalore 560 103. | [8 empty] | HT | 3 x 2500KVA, 11KV /433V Transformers | 7500 | 1 | 1 | [6 empty] | 4 | 0 | DG | 3 | 3 x 2000KVA, 11KV, DG Sets | 6000 | Private | ACEI,BS
265 | F-262 | The Estate Manager, M/s Brigade Plaza, #71, S.C. Road, Near Anand Rao Circle, Bengaluru- 560009. | [8 empty] | HT | 1x1250 KVA, 11KV /433V Transformer | 1250 | 1 | 1 | [6 empty] | 6 | 0 | DG | 1 | 1x500 KVA, 415V DG Set | 500 | Private | ACEI,BS
266 | F-263 | The Facility Manager, M/s Essilar Ltd., “M/s Brigade Plaza”, #5A, S.C. Road, Near Anand Rao Circle, Bengaluru- 560009. | [11 empty] | 0 | 0 | [6 empty] | 0 | 0 | DG | 1 | 1x 250 KVA, 415V D.G. Set | 250 | Private | ACEI,BS
267 | F-264 | The Facility Manager, M/s Idea Ltd., “M/s Brigade Plaza”, #71, S.C. Road, Near Anand Rao Circle, Bengaluru- 560009. | [11 empty] | 0 | 0 | [6 empty] | 0 | 0 | DG | 2 | 1x725 & 1x600 KVA, 415V D.G. Set | 1325 | Private | ACEI,BS
268 | F-265 | The Facility Manager, M/s ETA Mall, Municipal No 1/1-1, 1/1-2 & 1/1-3, Hosakere Road, Ward No 121, Opp: Banana Market, Binnypet, Bengaluru – 560023. | [8 empty] | HT | (2 x 2500) KVA, 11KV /433V Transformers | 5000 | 1 | 1 |  |  | MP | 8 |  |  | 6 | 10 | DG | 3 | (2 x 1450 + 1x750) KVA, 415V D.G. Sets | 3650 | Private | ACEI,BS
269 | F-266 | The Facility Manager, M/s Hotel Rajmahal (Unit of Prashant Hotels Pvt. Ltd.,), Plot No. 33-34, Sheshadri Road, Near Anand Rao Circle, Bengaluru- 560009. | [8 empty] | HT | 1x 250 KVA, 11KV /433V Transformer | 250 | 1 | 1 | [6 empty] | 2 | 0 | DG | 1 | 1x100 KVA DG | 100 | Private | ACEI,BS
270 | F-267 | The Manager,M/s. Solitare Hotel, No.3, Kumarakrupa Road, Madhavanagar, Bangalore | [8 empty] | HT | 1x1000 KVA, 11KV /433V Transformers | 1000 | 1 | 1 | [6 empty] | 3 | 0 | DG | 2 | 1 x 500 + 1x380 KVA, 415V D.G. Sets | 880 | Private | ACEI,BS
271 | F-268 | M/s. Christ College, Near Dairy Circle, Housr Road, Bengaluru | [8 empty] | HT | 1X500KVA,11KV/433V | 500 | 1 | 1 | [6 empty] | 0 | 0 | DG | 0 |  |  | Private | ACEI,BS
272 | F-269 | M/s Vasanth Colour Lab.,(M/s Vision Cinimas), No.44/1, (Old No.110), K.H.Road (Doble Road), Opp.Shanthinagar BMTC Bus Stop, Bengaluru -27. | [8 empty] | HT | 1x200 | 200 | 1 | 1 | [6 empty] | 1 | 0 | DG | 1 | 1x100 | 100 | Private | ACEI,BS
273 | F-270 | M/s C.T.O Office, Gandhinagar, Bengaluru. | [8 empty] | HT | 1x250 KVA, 11KV/433V Transformer | 250 | 1 | 1 | [6 empty] | 2 | 0 | DG | 1 | 1x250 KVA DG | 250 | Private | ACEI,BS
274 | F-271 | M/s Marriot Hotel, Global Technology Park, Marathahalli - Bellandur Outer Ring Road, Bengaluru. | [8 empty] | HT | 2x1250 KVA, 11KV/433V Transformers | 2500 | 1 | 1 | [6 empty] | 8 | 0 | DG | 2 | 2x750 KVA DG sets | 1500 | Private | ACEI,BS
275 | F-272 | M/s. Provident Housing Limited, Sy. No:1to 26, Venkatpura Village, Kengeri, Bengaluru. | [8 empty] | HT | 1X31.5MVA, 66/11KV | 31500 | 1 | 1 | [6 empty] | 0 | 0 | DG | 0 |  |  | Private | ACEI,BS
276 | F-273 | M/s. HNR Associates, Sy. No:66/1, Block 9(A), Bellandur Village, Marathahalli, Bengaluru | [8 empty] | HT | 2X2000KVA, 11KV/433V | 4000 | 1 | 1 | [6 empty] | 0 | 0 | DG | 0 |  |  | Private | ACEI,BS
277 | F-274 | M/s. Asian Fab Tech Limited, Bevinahalli Sankapura and Gowdagere Villages Sira Tq. Thumkur District |  |  | SPP | 1 | 1x18000 | 18000 | [5 empty] | 0 | 0 | [6 empty] | 0 | 0 |  |  |  |  | Private | ACEI,BS
278 | F-275 | Sri. C.S. Sunder Raju, M/s. Perpetual Investments, Ryapte Village, Hussenpur Post, Negalmadike Hobli, Pavagada Tq., Thumkur District-572136 |  |  | SPP | 1 | 1x20000 | 20000 | [5 empty] | 0 | 0 | [6 empty] | 0 | 0 |  |  |  |  | Private | ACEI,BS
279 | F-276 | Sri. G. Jayadev, S/o. Sri. Govindraju, No:190,'A' Block, AECS Layout, Kundalahalli, Bengaluru | [8 empty] | HT | 1X250KVA, 11KV/433V | 250 | 1 | 1 | [6 empty] | 0 | 0 | DG | 0 |  |  | Private | ACEI,BS
280 | F-277 | Sri. T.V. Thippesh & T.Jyothi, No:62,6th Cross, Gandhinagar, Bengaluru | [8 empty] | HT | 1X100KVA,11KV/433V | 100 | 1 | 1 | [6 empty] | 0 | 0 | DG | 0 |  |  | Private | ACEI,BS
281 | F-278 | Sri.K.N Venugopal & Others, GPA: M/s. Saket Engineers Pvt.Ltd. Sy.No: 58/1,58/2,58/3,kh no: 22, Doddakannahalli Village, Sarjapura Main Road, Bengaluru | [8 empty] | HT | 1X1500KVA, 11KV/433V | 1500 | 1 | 1 | [6 empty] | 0 | 0 | DG | 0 |  |  | Private | ACEI,BS
282 | F-279 | Sri. Muni Kannaiah Naidu, No: 22,1st Phase, Electronic City, Bengaluru | [8 empty] | HT | 1X750KVA, 11KV/433V | 750 | 1 | 1 | [6 empty] | 0 | 0 | DG | 0 |  |  | Private | ACEI,BS
283 | F-280 | M/s. R & S Associated, No: 19/6, Minerva Mill Quarters, Ramachandrapura, Mysuru Deviation Road, Bengaluru | [8 empty] | HT | 1X400KVA, 11KV/433V | 400 | 1 | 1 | [6 empty] | 0 | 0 | DG | 0 |  |  | Private | ACEI,BS
284 | F-281 | Sri.M.Satish & M. Sandeep, No:9, Old No: 75/1, Christ School, Bharathi Layout, Bengaluru | [8 empty] | HT | 1X500KVA,11KV/433V | 500 | 1 | 1 | [6 empty] | 0 | 0 | DG | 0 |  |  | Private | ACEI,BS
285 | F-282 | M/s. B.K. Chandregowda & Others, GPA: M/s. Debonair Realtors Pvt.Ltd. No: 239/174/175/176, Amani Bellandur Khane, Varthur Hobli, Outer Ring Road, Bengaluru | [8 empty] | HT | 1X2500KVA, 11KV/433V | 2500 | 1 | 1 | [6 empty] | 0 | 0 | DG | 0 |  |  | Private | ACEI,BS
286 | F-283 | M/s NTT Data Global Deliery Services(P) Ltd., Sri Changamma Raju, N0.18, 18/1, South End Road, Basavanagudi, Bengaluru -04 | [8 empty] | HT | 1x2000 KVA, 11KV/433V Transformer | 2000 | 1 | 1 | [6 empty] | 4 | 0 | DG | 2 | 1x1055KVA, 1x250KVA | 1305 | Private | ACEI,BS
287 | F-284 | M/s M/s Sushrutha Medical Research Hospital, "The Bengaluru Hospital", No. 202, Near South End Circle, Bengaluru. | [8 empty] | HT | 1x630KVA Transformer | 630 | 1 | 1 | [6 empty] | 5 | 0 | DG | 2 | 1x320 KVA, 1x180 KVA | 500 | Private | ACEI,BS
288 | F-285 | M/s Salarpuria Properties(P) Ltd., "Salarpuria Tower-1", C/0 Muditha Properties (P) Ltd., N0.22, New No. 351, Hosur Main Road, M.H. Marigowda Road, Bengaluru.-30. | [8 empty] | HT | 1x2000KVA, 11KV/433V | 4000 | 1 | 1 | [6 empty] | 4 | 0 | DG | 1 | 1x100 KVA | 100 | Private | ACEI,BS
289 | F-286 | The Principal, Sri Bhagwan Mahaveer Jain College, Building of Favourite Developers, No.34, 1st Cross, New Mission Road, J.C.Road, Bengaluru-560002. | [8 empty] | HT | 1x800KVA, 11KV/433V | 800 | 1 | 1 | [6 empty] | 2 | 0 | DG | 1 | 1x320KVA | 320 | Private | ACEI,BS
290 | F-287 | M/s. MLC Comports Sri.MC. Venkatesh & V. Bharath, No: 33, 5th Main Road, Gandhinagar, Bengaluru | [8 empty] | HT | 1X400KVA, 11KV/433V | 400 | 1 | 1 | [6 empty] | 0 | 0 | DG | 0 |  |  | Private | ACEI,BS
291 | F-288 | M/s. Cremline Dairy Products Ltd. . Sy.No:51/1 and Others, Thondahatti Village, Id Halii Hobli, Madhugiri Tq., Thumkur District |  |  | SPP | 1 | 1x1500 | 1500 | [19 empty] | Private | ACEI,BS
292 | F-289 | M/s. Bosch Limited, No:42, 2nd Phase, Sector-25, KIADB Industrial Area, Bidadi Hobli, Ramanagara District. |  |  | SPP | 1 | 1x3000 | 3000 | [19 empty] | Private | ACEI,BS
293 | F-290 | M/s. Creamline Dairy Products Ltd. Sy.No:51/1 and others, Thondahatti Village, ID Halli Hobli, Madhugiri Tq., Thumkur District. |  |  | SPP | 1 | 1x1500 | 1500 | [19 empty] | Private | ACEI,BS
294 | F-291 | M/s. Sonu Handicrafts , Tondahatti Village, ID Halli Hobli, Madhugiri Tq. Thumkur District. |  |  | SPP | 1 | 1x1500 | 1500 | [19 empty] | Private | ACEI,BS
295 | F-292 | M/s. Sharma Industries, Thondahatti Village, ID Halli Hobli, Madhugiri Tq. Thumkur |  |  | SPP | 1 | 1x2000 | 2000 | [15 empty] | DG |  | 2MW | 2000 | Private | ACEI,BS
296 | F-293 | M/s Traingle Property Developers( Citadel Hotel), Sri Kamalesh P Talera & Others, No.01, Langford Garden, Richmond Road, Bengaluru - 01. | [8 empty] | HT | 1x750 KVA, 11KV/433V | 750 | 1 | 1 | [6 empty] | 3 | 0 | DG | 1 | 1x500 KVA, 415V DG Set | 500 | Private | ACEI,BS
297 | F-294 | The Managing Director, M/s Bengalore Metropolitan Transport Office, Centra Offices, Shanthinagar, Bengaluru - 27. | [8 empty] | HT | 1x1000KVA, 1x750KVA, 1x500KVA, 11KV/433V Transformers | 2250 | 1 | 4 | [6 empty] | 19 | 0 | DG | 6 | 1x600KVA, 2x500KVA, 1x250KVA, 1x300KVA, 1x30KVA | 2180 | Private | ACEI,BS
298 | F-295 | M/s Adyar Ananda Bhavan Restaurant, No.03, BMTC Bus Terminals, Shanthinagar, Bengaluru - 27. | [11 empty] | 0 | 0 | [6 empty] | 0 | 0 | DG | 1 | 1x125KVA | 125 | Private | ACEI,BS
299 | F-296 | M/s Reliance Market, Block A, BMTC Bus Terminals, Shanthinagar, Bengaluru - 27. | [11 empty] | 0 | 0 | [6 empty] | 0 | 0 | DG | 1 | 1x160 KVA | 160 | Private | ACEI,BS
300 | F-297 | M/s Antharasanahalli MUSS, KPTCL, Anthrasanahalli, Tumkur, | [6 empty] | 220/66/11KV | 1 | [17 empty] | KPTCL | ACEI,BS
301 | F-298 | M/s Nittur MUSS, KPTCL, Nittur, Tumkur. | [6 empty] | 220/110/11KV | 1 | [17 empty] | KPTCL | ACEI,BS
302 | F-299 | M/s Anchepalya MUSS, KPTCL, Tumkur. | [6 empty] | 220/66KV | 1 | [17 empty] | KPTCL | ACEI,BS
303 | F-300 | M/s Madhugiri, KPTCL, Tumkur. | [6 empty] | 220/66/11 KV | 1 | [17 empty] | KPTCL | ACEI,BS
304 | F-301 | M/s K.B.Cross, KPTCL, Tumkur. | [6 empty] | 220/110/11KV | 1 | [17 empty] | KPTCL | ACEI,BS
305 | F-302 | M/s Ramanagar MUSS, KPTCL, Ramanagara. | [6 empty] | 220/110/11KV | 1 | [17 empty] | KPTCL | ACEI,BS
306 | F-303 | M/s Bidadi MUSS, KPTCL, Bidadi | [6 empty] | 220/110/11KV | 1 | [17 empty] | KPTCL | ACEI,BS
307 | F-304 | M/s Kanakapuar, MUSS, KPTCL, Kanakapuara. | [6 empty] | 220/110/11KV | 1 | [17 empty] | KPTCL | ACEI,BS
308 | F-305 | M/s Nimhans MUSS, KPTCL, Hosur Road, Bengaluru. | [6 empty] | 220/110/11KV | 1 | [17 empty] | KPTCL | ACEI,BS
309 | F-306 | M/s Subramanyapura MUSS, KPTCL, Bengaluru | [6 empty] | 220/110/11KV | 1 | [17 empty] | KPTCL | ACEI,BS
310 | F-307 | M/s Yerandanahalli MUSS, KPTCL, Bengaluru. | [6 empty] | 220/110/11KV | 1 | [17 empty] | KPTCL | ACEI,BS
311 | F-308 | M/s Koday's MUSS, KPTCL, Bengaluru. | [6 empty] | 220/110/11KV | 1 | [17 empty] | KPTCL | ACEI,BS
312 | F-309 | M/s HSR Layout MUSS, KPTCL, Bengaluru. | [6 empty] | 220/110/11KV | 1 | [17 empty] | KPTCL | ACEI,BS
313 | F-310 | M/s Sarjapura MUSS, KPTCL, Bengaluru. | [6 empty] | 220/110/11KV | 1 | [17 empty] | KPTCL | ACEI,BS
314 | F-311 | M/s Naganathpura MUSS, KPTCL, Bengaluru. | [6 empty] | 220/110/11KV | 1 | [17 empty] | KPTCL | ACEI,BS
315 | F-312 | M/s Somanahalli MUSS, Kanakapura Main Road, KPTCL, Bengaluru. | [6 empty] | 220/110/11KV | 1 | [17 empty] | KPTCL | ACEI,BS

## DCEI,BS
LIST OF ELECTRICAL INSTALLATIONS OF DCEI-BS AREA AS ON 31.03.2017
SL. NO | FILE NO | NAME & POSTAL ADDRESS OF THE INSTALLATION | [16 empty] | HT / EHT |  |  | HT MSB |  |  | MULTIPLEX CINEMA/PT/SPT/TT |  | X-RAY IN NOS | NEON SIGNS IN NOS | LIFTS/ ESCALATOR/ PASSENGER CONVEYORS |  | GENERATOR SETS
|  |  | CPP / IPP | DOI in FY-17-18 | Month in FY-17-18 | S/D | DOP | MONTH in FY 16-17 | DEI AREA | HT | DG | LIFT | Escalator | MSB | XRAY | TOTAL | 2 | 3 | HT / EHT | CAPACITY IN KVA | TOTAL | NO. OF FIRMS | NO. OF BLOCKS |  | MP/PT/SPT/TT/VIDEO | NO OF SCREENS |  |  | LIFT NOS | ESCALATORS NOS | Nos | CAPACITY IN KVA | TOTAL
1 | 1 | Sri. Goher Shariff., #34, Canarabank Road, Opp. Nandana Grand Hotel, 5th Block, Koramangala, Bangalore- 560034. | S4HT-467 |  |  | S4 | c | 11 | BS2 | 4200 | 1100 | 2500 |  | 700 |  | 8500 | 17000 | 25500 | 1 | 250 | 250 | 1 | 1 | [5 empty] | 1 |  | 1 | 200 | 200
2 | 2 | Sri. M. Narayana Reddy, M/s. M.N.R. Arcade, No. 1354, 41st main, 1st Phase, Sarakkigate, JP Nagar, Bengaluru-560078 | S6HT-083 | 30.05.17 | 5 | S6 | c | 5 | BS1 | 4200 | 1800 | 2500 |  | 700 |  | 9200 | 18400 | 27600 | 1 | 500 | 500 | 1 | 1 | B+G+4UF |  |  |  |  | 1 |  | 2 | 1x200 & 1x100 | 300
3 | 3 | The Propreitor/Manager, M/s CGI Informations Systems Management Consultant (P) Ltd., " Divyashree Technopolis Campus", Sy. No. 123, 124, Amani Bellandur Khane Village, Yamalur, Off Old Air port Road, Marathalli Post, Bangalore-560037 | S7HT-041 | 16.05.17 | 5 | S7 | c | 5 | BS2 | 24000 | 11000 | 20000 |  | 1400 |  | 56400 | 112800 | 169200 | 1 | 2x1600 | 3200 | 1 | 2 | B+G+2+TF & B+G+2 |  |  |  |  | 8 |  | 5 | 5x725 | 3625
4 | 4 | Smt. Vijayalakshmi & Others, " Vijaya Lakshmi Square" M/s. Brook Field Hospital, # 521, 522, ITPL Main Road, Kundalahalli, Bengaluru-560037. | S7HT-133 | 16.05.17 | 5 | S7 | h | 5 | BS2 | 5800 | 1100 | 7500 |  | 700 |  | 15100 | 30200 | 45300 | 1 | 1x1000 | 1000 | 1 | 1 | LB+UB+GF+3UF |  |  |  |  | 3 |  | 1 | 1x500 | 500
5 | 5 | The Proprietor/Manager, M/s. C.M.R Institute of Technology, # 132, AECS Layout, ITPL Road, Kundanahalli, Bengaluru-560037 | S7HT-003 | 16.05.17 | 5 | S7 | c | 5 | BS2 | 4200 | 3300 | 5000 |  | 4200 |  | 16700 | 33400 | 50100 | 1 | 1x500 | 500 | 1 | 6 | G+4UF , B+G+4UF, G+4, G+4 , G+4 & G+4, |  |  |  |  | 2 |  | 3 | 1x125 1x250 1x200 | 575
6 | 6 | The Propreitor/Manager, M/s Embassy Paragon, " Hyper City Mall", Sy.No: 6/2, 6/3, ITPL Road, Kundalahalli, Bengaluru-560037 | S7HT-126 | 16.05.17 | 5 | S7 | c | 4 | BS2 | 24000 | 17400 | 17500 | 12500 | 6000 |  | 64900 | 129800 | 194700 | 1 | 2x2000 | 4000 | 1 | 2 | LB+UB+GF+5UF, LB+UB+GF+5UF |  |  |  |  | 7 | 5 | 3 | 3x1500 | 4500
7 | 7 | The Propreitor/Manager, M/s. ADEPT Enterprises, 1st Floor, ASK Towers, # 7/3, ITPL Road, Kundanahalli, Bengaluru-560037 | S7HT-083 | 16.05.17 | 5 | S7 | c | 5 | BS2 |  | 700 |  |  |  |  | 700 | 1400 | 2100 | [12 empty] | 1 | 1x62.5 | 62.5
8 | 8 | M/s Reliance Fresh, # 7/2, ITPL Road, Tubarahalli, Bengaluru-560037 | S7HT-83 |  |  | S7 | c | N | BS2 |  | 700 |  |  |  |  | 700 | 1400 | 2100 | [12 empty] | 1 | 1x40 | 40
9 | 9 | Sri S.K. Syed Sadathulla Sahuff, M/s. ASK Towers, Relaince Fresh Building, # 7/3, ITPL Road, Kundanahalli, Bengaluru-560037 | S7HT-083 | 16.05.17 | 5 | S7 | c | 5 | BS2 | 4200 | 700 | 2500 |  | 3000 |  | 10400 | 20800 | 31200 | 1 | 1x500 | 500 | 1 | 1 | BF+GF+5UF |  |  |  |  | 1 |  | 1 | 1x62.5 | 62.5
10 | 10 | M/s. Vintage Hotel Ltd., C/o. M/s. Banashankari Medical & Oncology Centre Ltd., No: 09, HCG Tower No: 04, Mission Road, P. Kalinga rao Road, Bengaluru-560027 | S2HT-71 |  |  | S2 | h | 8 | BS2 | 4200 | 0 | 7500 |  | 3000 |  | 14700 | 29400 | 44100 | 1 | 1x500 | 500 | 1 | 1 | [5 empty] | 3
11 | 11 | M/s. Banashankari Medical & Oncology Centre Ltd., No: 08, HCG Tower No: 03, Mission Road, P. Kalinga rao Road, Bengaluru-560027 | S2HT-187 |  |  | S2 | h | 8 | BS1 | 5800 | 5400 | 10000 |  | 3000 |  | 24200 | 48400 | 72600 | 1 | 1x950 | 950 | 1 | 1 | [5 empty] | 4 |  | 1 | 1x1010 | 1010
12 | 12 | The Propreitor/Manager, M/s. Titan Company Ltd, “Divyashree Technopolish Campus” Sy. No. 123, 124, Yamalur Village, Marathalli Post, Bengaluru-560037 | S7HT-044 | 16.05.17 | 5 | S7 | c | 5 | BS2 | 24000 | 10200 | 7500 |  | 700 |  | 42400 | 84800 | 127200 | 1 | 2x1250 | 2500 | 1 | 1 | B+G+2+TF |  |  |  |  | 3 |  | 3 | 2x1000+1x1010 | 3010
13 | 13 | The Proprietor/ Manager, M/s. St. Johns Medical College & Hospital, Sarjapura Road,3rd Block, Koramangala, Bangalore-560034. | S4HT-31 | 27.06.2017 | 6 | S4 | h | 4 | BS2 | 42400 | 9400 | 30000 |  | 3700 | 3000 | 88500 | 177000 | 265500 | 1 | 1x1000+2x1250+3x315 | 4445 | 1 | 2 | G+5UF, G+6UF |  |  | 6 |  | 12 |  | 4 | 1x1250+1x750+1x125+1x62.5 | 2187.5
14 | 14 | Axa Buisness Services Pvt Ltd, #01, SJR Plaza, 29th Main raod, BTM 1st Stage, Ring road, Bangalore-68 | S4HT-270 |  |  | S4 | c | 4 | BS2 | 11600 | 4400 | 7500 |  | 700 |  | 24200 | 48400 | 72600 | 2 | 2x1000 | 2000 | 1 | 1 | [5 empty] | 3 |  | 4 | 4X500 | 2000
15 | 15 | Sri Anand reddy, M/s. Grey Rock Building, #10, 24th MAIN, 1st Phase, JP Nagara, Bangalore-560078 | S6HT-230 | 30.05.17 | 5 | S6 | c | 5 | BS1 | 4200 | 1100 | 2500 |  | 3000 |  | 10800 | 21600 | 32400 | 1 | 1x315 | 315 | 1 | 1 | LB+UB+G+5UF |  |  |  |  | 1 |  | 1 | 160 | 160
16 | 16 | The Proprietor/ Manager, M/s. Bata Showroom Building, C/o. M/s. Grey Rock Building, #10, 24th MAIN, 1st Phase, JP Nagara, Bangalore-560078 | S6HT-230 | 30.05.17 | 5 | S6 | c | 5 | BS1 |  | 2600 |  |  |  |  | 2600 | 5200 | 7800 | [12 empty] | 1 | 160 | 160
17 | 17 | M/s Civil Aid Technologies Pvt Ltd, N0.1030, 13th Cross, BSK 2nd stage, Attimabbe raod, Bangalore | S9HT-86 |  |  | S9 | c | 9 | BS1 | 4200 | 1100 | 2500 |  | 700 |  | 8500 | 17000 | 25500 | 1 | 1x160 | 160 | 1 | 1 | [5 empty] | 1 |  | 1 | 125 | 125
18 | 18 | Sri Ganga Swamy, #221, 100ft ring road, Banashankari 3rd stage, Bangalore. | S9HT-119 |  |  | S9 | c | 9 | BS1 | 4200 | 1100 | 2500 |  | 700 |  | 8500 | 17000 | 25500 | 1 | 1x250 | 250 | 1 | 1 | [5 empty] | 1 |  | 1 | 125 | 125
19 | 19 | Sri. R. Dasarath, M/s. SRT Alpines Hotel, No: 4&5, Narayana Health City, Sparsh Hospital Road, Kithaganahalli, Bommasandra, Hosur Road, Bengaluru-560081 | CDPHT-679 | 18.05.17 | 5 | CDP | c | 5 | BS1 | 4200 | 1100 | 2500 |  | 3000 |  | 10800 | 21600 | 32400 | 1 | 1x250 | 250 | 1 | 1 | B+G+6 |  |  |  |  | 1 |  | 1 | 250 | 250
20 | 20 | The Proprietor/Manager, M/s. Athreya Hospital, C/o. Dr. N. Narayanaswamy, Sy. No. 7&8, No. 6/28, Opp. Suryanagara Phase-1, Anekal Road, Chandapura, Iggalur Vg.,Bengaluru-560081 | CDPHT-672 | 18.05.17 | 5 | CDP | h | 5 | BS1 | 4200 | 700 | 2500 |  | 700 | 500 | 8600 | 17200 | 25800 | 1 | 1x250 | 250 | 1 | 1 | B+G+4 |  |  | 1 |  | 1 |  | 1 | 63 | 63
21 | 21 | The Proprietor/Manager, M/s. NESS Technologies India Pvt ltd., # 33, 17th H Main, 6th Block, “Grape Garden” Koramangala, Bangalore- 560095 | S4HT-248 | 01.06.2017 | 6 | S4 | c | 5 | BS2 | 12000 | 6600 | 7500 |  | 3000 |  | 29100 | 58200 | 87300 | 1 | 1x1250 | 1250 | 1 | 1 | B+G+6UF |  |  |  |  | 3 |  | 3 | 3x625 | 1875
22 | 22 | Sri. KM Lakshmaiah Reddy., M/s. Sangeetha Mobiles Building, #58 &58/01, 80 Feet Road, 7th Block, Bangalore- 560095 | S4HT-142 | 02.06.2017 | 6 | S4 | c | 5 | BS2 | 4200 | 1100 | 2500 |  | 3000 |  | 10800 | 21600 | 32400 | 1 | 1x250 | 250 | 1 | 1 | B+G+5UF |  |  |  |  | 1 |  | 1 | 1x200KVA | 200
23 | 23 | Smt. A. Sai Priya, No. 04, 7th Block, Koramangala, Bengaluru city, Bengaluru-560095. | S4HT-145 | 02.06.2017 | 6 | S4 | c | 5 | BS2 | 4200 | 1100 | 2500 |  | 700 |  | 8500 | 17000 | 25500 | 1 | 1x250 | 250 | 1 | 1 | B+G+4UF |  |  |  |  | 1 |  | 1 | 125 | 125
24 | 24 | The Proprietor/Manager, M/s. Salarpuria Accent, # 77, Jyothinivas College road, 5th block, Koramangala, Bangalore- 560095 | S4HT-276 | 01.06.2017 | 6 | S4 | c | 5 | BS2 | 5800 | 3300 | 5000 |  | 700 |  | 14800 | 29600 | 44400 | 1 | 1x750 | 750 | 1 | 1 | B+G+4UF |  |  |  |  | 2 |  | 2 | [1x625+1x500] | 1125
25 | 25 | The Proprietor/Manager, M/s. Solarpuria Citadel, # 03, Hosur main road, Opp. Bosch Company, Adugodi, Bangalore- 560030. | S4HT-214 | 16.06.2017 | 6 | S4 | c | 5 | BS2 | 12000 | 4400 | 7500 |  | 3000 |  | 26900 | 53800 | 80700 | 1 | 1x1250 | 1250 | 1 | 1 | B+G+6UF |  |  |  |  | 3 |  | 4 | [2x180+1x125+1x160] | 645
26 | 26 | The Proprietor/ Manager, M/s. Solarpuria Infinity, # 05, Bhannerghatta Main Road, DRC post, Bangalore- 560029 | S4HT-236 | 27.06.2017 | 6 | S4 | c | 5 | BS2 | 12000 | 6600 | 10000 |  | 700 |  | 29300 | 58600 | 87900 | 1 | 1x2000 | 2000 | 1 | 1 | B+G+4UF |  |  |  |  | 4 |  | 3 | 3x750 | 2250
27 | 27 | The Proprietor/Manager, M/s. Solarpuria Money Centre, # 121, 80 feet road, 7th Block, Opp. Forum Mall, Koramangala, Bangalore- 560095 | S4HT-84 | 02.06.2017 | 6 | S4 | c | 5 | BS2 | 3300 | 700 | 2500 |  | 3000 |  | 9500 | 19000 | 28500 | 1 | 1x100 | 100 | 1 | 1 | B+G+M+4UF |  |  |  |  | 1 |  | 1 | 1x40 | 40
| 27A | The Proprietor/Manager, M/s. Café Coffe Dya, Ground Floor, C/o. M/s. Solarpuria Money Centre, # 121, 80 feet road, 7th Block, Opp. Forum Mall, Koramangala, Bangalore- 560095 | S4HT-84 | 02.06.2017 | 6 | S4 |  |  | BS2 |  | 700 |  |  |  |  | 700 | 1400 | 2100 | [12 empty] | 1 | 1x45 | 45
28 | 28 | The Facility Manager., M/s. Umiya Admirality (M. Ravikumar and Radha Mani), # 01, Bhannerughatta Main Road, DRC post, Bangalore- 560029 | S4HT-266 |  |  | S4 | c | 5 | BS2 | 5800 | 1100 | 5000 |  | 700 |  | 12600 | 25200 | 37800 | 1 | 1x750 | 750 | 1 | 1 | [5 empty] | 2 |  | 1 | 1x500 | 500
29 | 29 | The Proprietor/ Manager, M/s. Xchanging solution Ltd, # 33, “Grape and Coconut Groove” 18th H Main, 6th Block, Koramangala, Bangalore- 560095 | S4HT-174 | 01.06.2017 | 6 | S4 | c | 5 | BS2 | 5800 | 2200 | 5000 |  | 700 |  | 13700 | 27400 | 41100 | 1 | 1x1000 | 1000 | 1 | 1 | B+G+4UF |  |  |  |  | 2 |  | 2 | [1x320+1x250] | 570
30 | 30 | Smt. V Rathnamala V Mahendra., “Z- Square” C/o. Zed Construction, # 92, 5th Floor, Jyothinivas College road, 5th block, Koramangala, Bangalore- 560095 | S4HT-355 | 01.06.2017 | 6 | S4 | c | 5 | BS2 | 4200 | 1100 | 2500 |  | 3000 |  | 10800 | 21600 | 32400 | 1 | 1x500 | 500 | 1 | 1 | B+G+M+5UF |  |  |  |  | 1 |  | 1 | 1x250 | 250
31 | 31 | M/s. Brigade Enterprises (P) Ltd., M/s. Brigade Homestead-2, No: 44, 100feet Road, 10th main, 2nd Block, Jayanagar, Bengaluru-560011 | S1HT-108 |  |  | S1 | c | 8 | BS1 | 4200 | 1100 | 5000 |  | 3000 |  | 13300 | 26600 | 39900 | 1 | 1x500 | 500 | 1 | 1 | [5 empty] | 2 |  | 1 | 1x200 | 200
32 | 32 | M/s. British Biologicals, Building of Sri. V.S. Reddy, No: 30 & 31, 10th main, 2nd Block, Jayanagar, Ashoka Pillar Road, Bengaluru-560011 | S1HT-119 |  |  | S1 | c | 8 | BS1 | 4200 | 1100 | 5000 |  | 700 |  | 11000 | 22000 | 33000 | 1 | 1x500 | 500 | 1 | 1 | [5 empty] | 2 |  | 1 | 1x320 | 320
33 | 33 | M/s. Cranes Software International Ltd., No: 52, BTM Layout 1st Phase, 1st Stage, Bannerghatta Raod, Bengaluru-560029 | S1HT-121 |  |  | S1 | c | 8 | BS1 | 4200 | 2200 | 5000 |  | 700 |  | 12100 | 24200 | 36300 | 1 | 1x500 | 500 | 1 | 1 | [5 empty] | 2 |  | 2 | 1x320and 1x180 | 500
34 | 34 | M/s. M.G. Diagnostics and Imaging Centre (P) Ltd., C/o. M/s. Say Sam Builders & Developers, No: 05/2, 13th cross, Someshwara Nagar, Wilson Garden, Hosur main Road, Bengaluru-560027 | S1HT-164 |  |  | S1 | h | 8 | BS1 | 4200 | 1100 | 2500 |  | 3000 | 1500 | 12300 | 24600 | 36900 | 1 | 1x500 | 500 | 1 | 1 |  |  |  | 3 |  | 1 |  | 1 | 1x320 | 320
35 | 35 | M/s. Super Religare Laboratories Ltd., Building of Sri. T. N. Prakash Kumar, No: 09, TKN Towers, 4th Block East, Jayanagar, Near Jal Bhavan, Bannerghatta Road, Bengaluru-560076 | S1HT-162 |  |  | S1 | h | 8 | BS1 | 5800 | 2200 | 5000 |  | 700 | 2500 | 16200 | 32400 | 48600 | 1 | 1x630 | 630 | 1 | 1 |  |  |  | 5 |  | 2 |  | 2 | 1x500&1x250 | 750
36 | 36 | M/s. Adyar Ananda Bhavan Restaurant, No: 03, BMTC Bus Terminals, Shanthinagar, Bengaluru-560027 | S2HT-126 |  |  | S2 | c | 8 | BS1 |  | 2800 |  |  |  |  | 2800 | 5600 | 8400 | [12 empty] | 1 | 1x125 | 125
37 | 37 | The Proprietor/Manager, Sri. Kandur Krishnam Raju, M/s. “Skoda Showroom”, No: 785,15th cross road, 1st Phase, J P Nagar, Bengaluru-560078 | S6HT-193 | 30.05.17 | 5 | S6 | c | 6 | BS1 | 4200 | 1100 | 2500 |  | 700 |  | 8500 | 17000 | 25500 | 1 | 1x250 | 250 | 1 | 1 | B+G+4UF |  |  |  |  | 1 |  | 1 | 1x250 | 250
38 | 38 | The Managing Director, M/s. Bangalore Metropolitan Transport Corporation (BMTC) Central Offices, Shanthinagar, Bengaluru-560027 | S2HT-126 |  |  | S2 | g | 8 | BS1 | 15800 | 7300 | 47500 |  | 12000 |  | 82600 | 165200 | 247800 | 3 | 1x1000+1x750+1x500 | 2250 | 1 | 4 | [5 empty] | 19 |  | 5 | 1x600 KVA, 415V + 2x500 KVA, 415V + 1x250 KVA, 415V + 1x30 | 1880
39 | 39 | SRI MUNIYAPPA S. (M/s COFFEE DAY), No. 12, Kh .No. 155, Thuberahalli Vg., Bengaluru. | S7HT-112 |  |  | S7 | c |  | BS2 | 4200 | 1400 | 2500 |  | 3000 |  | 11100 | 22200 | 33300 | 1 | 1x250 | 250 | 1 | 1 | [5 empty] | 1 |  | 2 | 40+45 | 85
40 | 40 | Sri. S. Basavaraju,M/s. Damro Furniture Pvt. Ltd., No. 691, 21st Main, 15th Cross, JP Nagar 2nd Phase, Bengaluru-560078 | S6HT-210 | 30.05.17 | 5 | S6 | c | 6 | BS1 | 4200 | 700 | 2500 |  | 3000 |  | 10400 | 20800 | 31200 | 1 | 1x250 | 250 | 1 | 1 | B+G+5UF |  |  |  |  | 1 |  | 1 | 1x62.5kVA | 62.5
41 | 41 | M/s. Dr Lal Pathlabs No: 44/1 (Old No: 110), VCL Building, K.H. Road (Double Road), Opp. Shanthinagar BMTC Bus Station, Bengaluru-560027 | S2HT-01 |  |  | S2 |  | 8 | BS1 |  | 2600 |  |  |  |  | 2600 | 5200 | 7800 | [12 empty] | 1 | 1x125 | 125
D | 42 | Sri. Narayana Raju, M/s. PALL India (P) Ltd., No: 01, Sarakki Industrial Area, 15th cross road, 100 feet ring road, 6th Phase, J P Nagar, Bengaluru-560078 | S6HT-130 | 27.05.17 | 5 | S6 | c | 6 | BS1 | 5800 | 2200 | 2500 |  | 700 |  | 11200 | 22400 | 33600 | 1 | 1x750 | 750 | 1 | 1 | G+4UF |  |  |  |  | 1 |  | 2 | 2x200 | 400
43 | 43 | Sri. G. Prakash, M/s. Renault Showroom, No. 613/A, 15th cross, 1st Phase, JP Nagar, Bengaluru-560078 | S6HT-249 | 30.05.17 | 5 | S6 | c | 5 | BS1 | 4200 | 1100 | 5000 |  | 3000 |  | 13300 | 26600 | 39900 | 1 | 1x500 | 500 | 1 | 1 | B+G+4UF |  |  |  |  | 2 |  | 1 | 1x200kVA | 200
44 | 44 | The Director,M/s. SDS Tuberculosis Research Centre & Rajiv Gandhi Institute of Chest Diseases Someshwaranagar, 1st Main road, Dharmaram College (P), Bengaluru-560029 | S1HT-62 |  |  | S1 |  | 11 | BS1 | 4200 | 1100 | 5000 |  |  | 500 | 10800 | 21600 | 32400 | 1 | 1x500 | 500 | [5 empty] | 1 |  | 2 |  | 1 | 1x250 | 250
45 | 45 | M/s. Reliance Market Ground Floor & 1st Floor, Block-A, BMTC Bus Terminals, Shanthinagar, H. Siddaiah Road, Bengaluru-560027 | S2HT-126 |  |  | S2 | c | 8 | BS1 |  | 2600 |  |  |  |  | 2600 | 5200 | 7800 | [12 empty] | 1 | 1x160 | 160
46 | 46 | M/s. Sumo Saphire, C/o. Sri. K. S. Nanda Kumar, No. 738, 15th Cross, 100ft Road, 6th Phase JP nagar, Bengaluru-560078 | S6HT-229 |  |  | S6 | c | 9 | BS1 | 4200 | 2200 | 5000 |  | 3000 |  | 14400 | 28800 | 43200 | 1 | 1x315 | 315 | 1 | 1 | [5 empty] | 2 |  | 2 | 1x160kVA & 1x200kVA | 360
47 | 47 | M/s. Vasanth Colour Lab (M/s. Vision Cinemas) No: 44/1 (Old No: 110), K.H. Road (Double Road), Opp. Shanthinagar BMTC Bus Station, Bengaluru-560027 | S2HT-01 |  |  | S2 | c | 8 | BS1 | 4200 | 1400 | 2500 |  |  |  | 8100 | 16200 | 24300 | 1 | 1x200 | 200 | [7 empty] | 1 |  | 2 | 1x100 & 1x62.5 | 162.5
48 | 48 | The Managing Director, M/s. Bangalore Metropolitan Transport Corporation (BMTC) Old Central Office, BTS Road, Shanthinagar, Bengaluru-560027 | S2HT-140 |  |  | S2 | g | 8 | BS1 | 3300 | 700 |  |  |  |  | 4000 | 8000 | 12000 | 1 | 1x100 | 100 | [9 empty] | 1 | 1x100 | 100
49 | 49A | M/s. Infosys Technologies Ltd. No. 27, 3rd phase, J.P. Nagar, Bannerghatta Road, Bangalore-560078 | S6HT-098 |  |  | S6 | c | 8 | BS1 | 4200 | 2200 | 5000 |  | 700 |  | 12100 | 24200 | 36300 | 1 | 1x500 | 500 | 1 | 1 | [5 empty] | 2 |  | 1 | 600 | 600
50 | 49 | M/s. Infosys Technologies Ltd. No. 27, 3rd phase, J.P. Nagar, Bannerghatta Road, Bangalore-560078 | S6HT-13 |  |  | S6 | c | 8 | BS1 | 4200 | 3300 | 5000 |  | 3000 |  | 15500 | 31000 | 46500 | 1 | 1x500 | 500 | 1 | 1 | [5 empty] | 2 |  | 3 | 3x320 | 960
51 | 50 | Sri. K. Lakshman Raju, (SBI Bank Building) No.16, K.R Layout, D.S Palya, Billekalhalli, Bengaluru. | S6HT-226 | S6HT-026 |  | S6 | c | 9 | BS1 | 4200 | 700 | 2500 |  | 700 |  | 8100 | 16200 | 24300 | 1 | 1x250 | 250 | 1 | 1 | [5 empty] | 1 |  | 1 | 1x100 | 100
52 | 51 | M/s. Lakshmi Industries, (M/s. HBJ Capital Services Pvt. Ltd.) No. 26, 3rd phase, J.P. Nagar, Bannerghatta Road, Bangalore-560078 | S6HT-113 |  |  | S6 | c | 8 | BS1 | 5800 | 1100 | 7500 |  | 3000 |  | 17400 | 34800 | 52200 | 1 | 1x750 | 750 | 1 | 1 | [5 empty] | 3 |  | 1 | 1x400 | 400
53 | 52 | M/s Naveed, No. 181/182, InfoSy.s Pride, Bilekahalli Vg., Bannerghatta Road, Bengaluru. | S6HT-026 |  |  | S6 | c |  | BS1 | 5800 | 2200 | 30000 |  | 3000 |  | 41000 | 82000 | 123000 | 1 | 1x750 | 750 | 1 | 1 | [5 empty] | 12 |  | 1 | 2x250 | 500
54 | 53 | Sri. Sushel Rande, # 17, Bannergatta Road, J.P Nagar, 3rd Phase, Bengaluru-560078. | S6HT-187 |  |  | S6 | c | 9 | BS1 | 4200 | 2800 | 5000 |  | 3000 |  | 15000 | 30000 | 45000 | 1 | 1x500 | 500 | 1 | 1 | [5 empty] | 2 |  | 4 | 2x100kVA, 1x82.5kVA & 1x62.5kVA | 345
55 | 54 | Sri. V. Ramesh Kumar & Smt. V Hemalatha (Wildcraft Building) No. 15 & 16, 100 Feet Ring Road, 4th Phase, J P Nagar Bengaluru-560078 | S6HT-269 |  |  | S6 | c | 9 | BS1 | 4200 | 1800 | 5000 |  | 700 |  | 11700 | 23400 | 35100 | 1 | 1x500 | 500 | 1 | 1 | [5 empty] | 2 |  | 2 | 1x320kVA & 1x82.5kVA | 402.5
56 | 55 | The Propreitor/Manager, M/s. Casa De Bangalore Hotel Building, C/o. Godeshwara Super Builders., #873, 17th E Main, 6th Block, Koramangala, Bangalore-560095 | S4HT-358 | 05.07.2017 | 7 | S4 | c | 7 | BS2 | 4200 | 1100 | 2500 |  | 700 |  | 8500 | 17000 | 25500 | 1 | 1x315 | 315 | 1 | 1 | G+5UF |  |  |  |  | 1 |  | 1 | 1x250 | 250
57 | 56 | The Propreitor/Manager, M/s. Credle Hospital, C/o. “Vishnu Priya Arcade” #58 &58A, 5th Cross, 18th Main, 60 feet road, 6th Block, Koramangala, Bangalore-560095. | S4HT-419 | 01.06.2017 | 6 | S4 |  | 5 | BS2 |  | 2600 |  |  |  |  | 2600 | 5200 | 7800 | [12 empty] | 1 | 1x250 | 250
58 | 57 | Sri. Raghu ram Reddy & R. Komala C/o. Credle Hospital, “Vishnu Priya Building” #58 &58A, 5th Cross, 60 feet road, 18th Main, 6th Block, Koramangala, Bangalore-560095 | S4HT-419 | 01.06.2017 | 6 | S4 | h | 5 | BS2 | 4200 | 700 | 2500 |  | 3000 |  | 10400 | 20800 | 31200 | 1 | 1x500 | 500 | 1 | 1 | B+G+M+4UF |  |  |  |  | 1 |  | 1 | 1x63 | 63
59 | 58 | The Proprietor/Manager, M/s. N.G.V Club, National Gaming Village Complex, Koramangala, Bangalore- 560095. | S4HT-170 | 02.06.2017 | 6 | S4 | c | 6 | BS2 | 4200 | 1800 | 2500 |  | 700 |  | 9200 | 18400 | 27600 | 1 | 1x250 | 250 | 1 | 1 | G=4UF |  |  |  |  | 1 |  | 2 | [1x62.5+1x125] | 187.5
60 | 59 | Sri Srinivasa Reddy, M/s. Padmavathi Complex, "Cherry Pick Building" No-02, 80 Feet Road, 8th Block, Koramangala, Bangalore- 560095 | S4HT-101 | 02.06.2017 | 6 | S4 | c | 5 | BS2 | 4200 | 0 | 2500 |  | 700 |  | 7400 | 14800 | 22200 | 1 | 1x500 | 500 | 1 | 1 | G+5UF |  |  |  |  | 1
| 59A | The Proprietor/Manager, M/s. 91 Spring Board", 2nd & 3rd Floor, M/s. Padmavathi Complex, No. 02, 80 Ft. 8th Block, Koramangala, Bengaluru-560095 | S4HT-101 | 02.06.2017 | 6 | S4 |  |  | BS2 |  | 2600 |  |  |  |  | 2600 | 5200 | 7800 | [12 empty] | 1 | 1X125 | 125
| 59B | The Proprietor/Manager, M/s. Alchemy, 4th Floor, </s. Padmavathi Complex, No. 02, 80 Ft Road, 8th Block, Koramnagala, Bengaluru-560095 | S4HT-101 | 02.06.2017 | 6 | S4 |  |  | BS2 |  | 2600 |  |  |  |  | 2600 | 5200 | 7800 | [12 empty] | 1 | 1X125 | 125
61 | 60 | Sri. M Narayana Reddy., M/s.Work out Building, #586, 80 feet road, 8th Block, Koramangala, Bangalore-560095. | S4HT-374 | 02.06.2017 | 6 | S4 | c | 5 | BS2 | 4200 | 1100 | 2500 |  | 700 |  | 8500 | 17000 | 25500 | 1 | 1x250 | 250 | 1 | 1 | B+G+3 |  |  |  |  | 1 |  | 1 | 125 | 125
62 | 61 | M/s. ESI Software India Pvt. Ltd., (M/s. Radhakrishna Industries), No. 24-25, 27th cross, BSK 2nd Stage, Bengaluru-560070 | S9HT-30 |  |  | S9 | c | 8 | BS1 | 4200 | 1100 | 2500 |  | 3000 |  | 10800 | 21600 | 32400 | 1 | 1x250 | 250 | 1 | 1 | [5 empty] | 1 |  | 1 | 1x320 | 320
63 | 62 | Dr. Roopa Suresh, M/s. Excel Care Hospital, No. 3/2A & 3/2B, 27th Cross, BSK 2nd Stage, Bengaluru-560070 | S9HT-84 |  |  | S9 | h | 8 | BS1 | 4200 | 1100 | 7500 |  | 3000 | 1500 | 17300 | 34600 | 51900 | 1 | 1x400 | 400 | 1 | 1 |  |  |  | 3 |  | 3 |  | 1 | 250 | 250
64 | 63 | M/s. The Krishna Grand, No. 01, Indl. Layout, Monotype, BSK 2nd Stage, Bengaluru-560070 | S9HT-124 |  |  | S9 | c | 8 | BS1 |  | 1800 |  |  |  |  | 1800 | 3600 | 5400 |  |  |  |  | 0 | [5 empty] | 0 |  | 2 | 160 & 62.5 | 222.5
65 | 64 | M/s. Protectron Electromech Pvt. Ltd.,No. 44, 29th cross, Indl. Layout, BSK 2nd Stage, Bengaluru-560070 | S9HT-106 |  |  | S9 | c | 8 | BS1 | 4200 | 1100 | 5000 |  | 700 |  | 11000 | 22000 | 33000 | 1 | 1x250 | 250 | 1 | 1 | [5 empty] | 2 |  | 1 | 125 | 125
66 | 65 | M/s. Shree Sai Gold Palace, Sri. T. A. Saravana, No. 8, MKP Road, Padmanabhanagar, BSK 2nd Stage, Bengaluru-560070 | S9HT-91 |  |  | S9 | c | 8 | BS1 | 4200 | 1100 | 5000 |  | 700 |  | 11000 | 22000 | 33000 | 1 | 1x160 | 160 | 1 | 1 | [5 empty] | 2 |  | 1 | 125 | 125
67 | 66 | Sri. Shivamurthy Keelara, (M/s. The Krishna Grand), No. 1, Indl. Layout, Monotype, BSK 2nd Stage, Bengaluru-560070 | S9HT-124 |  |  | S9 | c | 8 | BS1 | 4200 |  | 5000 |  | 700 |  | 9900 | 19800 | 29700 | 1 | 1x250 | 250 | 1 | 1 | [5 empty] | 2
68 | 67 | M/s. Medi Assist India TPA Pvt. Ltd., (Sri. Parvesh Kumar), “Sri Krishna Arcade”, No. 47/1, 9th Cross, 1st main, Sarakki Indl. Layout, 3rd Phase, JP Nagar, Bengaluru-560078 | S6HT-50 |  |  | S6 | c | 9 | BS1 | 4200 | 1100 | 2500 |  | 700 |  | 8500 | 17000 | 25500 | 1 | 1x250 | 250 | 1 | 1 | [5 empty] | 1 |  | 1 | 250 | 250
69 | 68 | M/s. Mega Mart, No.1, Sy. No. 17/21, Katriguppe (vi), Chinnappa Naidu Layout, BSK 3rd Stage, Bengaluru-560085 | S9HT-70 |  |  | S9 | c | 9 | BS1 |  | 5200 |  |  |  |  | 5200 | 10400 | 15600 | [12 empty] | 2 | 2x500 | 1000
70 | 69 | Smt. Sarojamma, M/s. Mega Mart, No. 1, Sy. No. 17/21, Katriguppe (vi),Chinnappa Naidu Layout, BSK 3rd Stage,Bengaluru-560085 | S9HT-70 |  |  | S9 | c | 9 | BS1 | 12000 |  | 17500 |  | 700 |  | 30200 | 60400 | 90600 | 1 | 1x1600 | 1600 | 1 | 1 | [5 empty] | 3 | 4
71 | 70 | M/s. The Cradle, No. 25, 46th cross, 5th Block, Jayanagar, Bengaluru-560041 | S6HT-197 |  |  | S6 | h | 8 | BS1 | 4200 | 2200 | 5000 |  | 700 | 500 | 12600 | 25200 | 37800 | 1 | 1x500 | 500 | 1 | 1 |  |  |  | 1 |  | 2 |  | 2 | 1x200kVA & 1x125kVA | 325
| 71 | M/s. CROMA, C/o. Smt Sakala Cheluvamma, S.R.P. Arcade, 100ft Ring Road, BSK 3rd Stage, Bengaluru-560085 | S9HT-94 |  |  | S9 | c | 9 | BS1 | 4200 | 1100 | 7500 |  | 3000 |  | 15800 | 31600 | 47400 | 1 | 1x500 | 500 | 1 | 1 | [5 empty] | 2 | 1 | 1 | 250 | 250
| 72 | M/s. Future Business India (P) Ltd.,No. 2038, 26th Cross, BSK 2nd Stage,KR Road, Bengaluru-560070 | S9HT-50 |  |  | S9 | c | 8 | BS1 | 4200 | 700 | 2500 |  | 700 |  | 8100 | 16200 | 24300 | 1 | 1x100 | 100 | 1 | 1 | [5 empty] | 1 |  | 1 | 82.5 | 82.5
| 73 | The Proprietor/ Manager, M/s. Hibu India Private Limited (Wipro Ltd. Solitare Building) No. 290/284/275/165/291, Doreasanipalya, 4th Phase, J. P. Nagara, Bengaluru-560076 | S6HT-254 | 23.06.2017 | 6 | S6 | c | N | BS1 | 4200 |  | 2500 |  | 700 |  | 7400 | 14800 | 22200 | 1 | 1x315 | 315 | 1 | 1 | B+G+4UF |  |  |  |  | 1
| 74 | M/s. My Bhavan, C/o. Sri. Shivaprasad Meda & Others, No. 273, 15th cross, 20th main, 5th Phase, JP Nagar, Bengaluru-560078 | S6HT-188 |  |  | S6 | c | 9 | BS1 | 4200 | 1100 | 2500 |  | 700 |  | 8500 | 17000 | 25500 | 1 | 1x160 | 160 | 1 | 1 | [5 empty] | 1 |  | 1 | 180 | 180
| 75 | CHAITANYA DEVELOPERS, No. 4, 80 ft. Ring Road , BSK III Stage, Bengaluru. | S9HT-129 |  |  | S9 | c |  | BS1 | 4200 | 1100 | 2500 |  | 3000 |  | 10800 | 21600 | 32400 | 1 | 1x250 | 250 | 1 | 1 | [5 empty] | 1 |  | 1 | 125 | 125
| 76 | The Propreitor/Manager, M/s. R Logic Technology Services India Pvt. Ltd. C/o. Sri. M. Srinivas, No. 19/3, Srinivasa Indl. Estate, Near METRO, Kanakapura Road, Bengaluru-560062 | S5HT-075 | 25.05.17 | 5 | S5 | c | 6 | BS1 | 5800 | 2200 | 12500 |  | 3000 |  | 23500 | 47000 | 70500 | 1 | 1x1000 | 1000 | 1 | 1 | B+G+5UF |  |  |  |  | 5 |  | 2 | 380+125 | 505
| 77 | M/s. Karkada Jayalakshmi Hotel & Resorts (P) Ltd, M/s. SFO Hotel & Suites, #24, 46th Cross, Jayanagar, 5th Block, Bengaluru-560041 | S6HT-160 |  |  | S6 | c | 8 | BS1 | 4200 | 1100 | 5000 |  | 700 |  | 11000 | 22000 | 33000 | 1 | 1x400 | 400 | 1 | 1 | [5 empty] | 2 |  | 1 | 250 | 250
| 78 | Sri. D.N. Suryanarayana Shetty. M/s. SLA Areade, No: 595,15th cross road, 1st Phase, J P Nagar, Bengaluru-560078 | S6HT-206 | 30.05.17 | 5 | S6 | c | 6 | BS1 | 4200 | 1100 | 2500 |  | 3000 |  | 10800 | 21600 | 32400 | 1 | 1x400 | 400 | 1 | 1 | B+G+5UF |  |  |  |  | 1 |  | 1 | 250 | 250
| 79 | Sri M.P. Umashankra, Pai Vista Convention Hall, No. 3/1, 27th Cross Road, K.R. Road, Opp. Sevakshetra Hospital, near Monotype, Banashankark 2nd Stage, Bengaluru - 560 007. | S9HT-132 |  |  | S9 | c |  | BS1 | 4200 | 1100 | 2500 |  | 3000 |  | 10800 | 21600 | 32400 | 1 | 1x250 | 250 | 1 | 1 | [5 empty] | 1 |  | 1 | 1x125 | 125
| 80 | M/s. ABM Buildtech Pvt. Ltd., No. 12/A-2, ABM Tower, 14th Cross, 24th main, 1st Phase, JP Nagar, Bengaluru-560078 | S6HT-234 |  |  | S6 | c | 9 | BS1 | 4200 | 700 | 2500 |  | 3000 |  | 10400 | 20800 | 31200 | 160 | 1x160 | 160 | 1 | 1 | [5 empty] | 1 |  | 1 | 82.5 | 82.5
| 81 | The Director, M/s. Imperial Cancer Hospital & Medical Research Centre, (M/s. Appollo Hospitals), No. 154/11, Opp. IIMB, Bannerghatta Road, Bengaluru-560076 | S6HT-125 |  |  | S6 | h | 9 | BS1 | 24000 | 6900 | 10000 |  | 3000 | 3000 | 46900 | 93800 | 140700 | 2 | 2x1600 | 3200 | 1 | 1 |  |  |  | 6 |  | 4 |  | 2 | 1x1100kVA & 1x500kVA | 1600
| 82 | Dr. Shivaprasad Kakarla & Smt. Dr. M. A. Revathi Prasad, M/s. Sakhii Hospital, No. 123, 7th Cross, BTM 2nd Stage, Dollars Colony, Off. Bannerghatta Road, Bengaluru-560076 | S6HT-222 |  |  | S6 | h | 10 | BS1 | 4200 | 700 | 5000 |  | 3000 |  | 12900 | 25800 | 38700 | 1 | 1x250 | 250 | 1 | 1 | [5 empty] | 2 |  | 1 | 82.5 | 82.5
| 83 | M/s. Varamahalakshmi Silks, C/o. Smt. Kavita Chandrashekar, No. 43, 40th cross, 5th Block, Jayanagar, Bengaluru-560041 | S6HT-236 |  |  | S6 | c | 8 | BS1 | 4200 | 1100 | 2500 |  | 700 |  | 8500 | 17000 | 25500 | 1 | 1x250 | 250 | 1 | 1 | [5 empty] | 1 |  | 1 | 160 | 160
| 84 | M/s. The Elanza Hotel, Building of Sri. A Muni Reddy, No: 88/2, Richmond road, Shanthinagar, Bengaluru-560025 | S2HT-52 |  |  | S2 | c | 9 | BS1 | 4200 | 1100 | 7500 |  | 3000 |  | 15800 | 31600 | 47400 | 1 | 1x315 | 315 | 1 | 1 | [5 empty] | 3 |  | 1 | 320 | 320
| 85 | The Principal, M/s. Sri. Bhagawan Mahaveer Jain College, Building of M/s. Favourite Developers, No: 34, 1st cross, New Mission Road, J C Road, Bengaluru-560002 | S2HT-108 |  |  | S2 | c | 8 | BS1 | 4200 | 1100 | 10000 |  | 3000 |  | 18300 | 36600 | 54900 | 1 | 1x800 | 800 | 1 | 1 | [5 empty] | 4 |  | 1 | 320 | 320
| 86 | Sri. T. Bhaktavatsala Rao “TBR Towers”, Commercial Complex, No: 31, 1st cross, New Mission Road, J C Road, Bengaluru-560002 | S2HT-120 |  |  | S2 | c | 7 | BS1 | 5800 | 2900 | 5000 |  | 700 |  | 14400 | 28800 | 43200 | 1 | 1x1000 | 1000 | 1 | 1 | [5 empty] | 2 |  | 3 | 1x250 + 1x160 & 1x62.5 | 472.5
| 87 | M/s. Vertex Customer Management India (P) Ltd., (C/o. M/s. Arada Systems (P) Ltd.,). “TBR Towers”, Commercial Complex, No: 31, 2nd & 3rd floor, 1st cross, New Mission Road, J C Road, Bengaluru-560002 | S2HT-120 |  |  | S2 | c | 7 | BS1 |  | 2800 |  |  |  |  | 2800 | 5600 | 8400 | [12 empty] | 1 | 1x250 | 250
| 88 | Sri. Balakrishna, No. 33, RAB Complex, 18th main, 15th cross, 2nd Phase, JP Nagar, Bengaluru-560078 | S6HT-168 |  |  | S6 | c | 9 | BS1 | 4200 | 1100 | 2500 |  | 3000 |  | 10800 | 21600 | 32400 | 1 | 1x250 | 250 | 1 | 1 | [5 empty] | 1 |  | 1 | 100 | 100
| 89 | Sri Ramakrishna and Company, M/s. Woodys Hotel, No. 45/1, 2nd Phase, JP Nagar, Bengaluru-560078 | S6HT-59 | 23.06.2017 | 6 | S6 | c | N | BS1 | 4200 | 2200 | 7500 |  | 700 |  | 14600 | 29200 | 43800 | 1 | 1x500 | 500 | 1 | 1 | B+G+4UF |  |  |  |  | 3 |  | 2 | 1x140 & 1x125 | 265
| 89A | The Proprietor/ Manager, M/s. IVF Hospital, 3rd Floor, C/o M/s. Woodys Hotel Building, No. 45/1,2nd Phase, JP Nagar, Bengaluru-560078 | S6HT-59 | 23.06.2017 | 6 |  |  |  | BS1 |  | 1100 |  |  |  |  | 1100 | 2200 | 3300 | [12 empty] | 1 | 1x160 | 160
| 89B | The Proprietor/ Manager, M/s. Croma Shop, Ground Floor, C/o M/s. Woodys Hotel Building, No. 45/1,2nd Phase, JP Nagar, Bengaluru-560078 | S6HT-59 | 23.06.2017 | 6 |  |  |  | BS1 |  | 1100 |  |  |  |  | 1100 | 2200 | 3300 | [12 empty] | 1 | 1x320 | 320
| 90 | The Secretary, JP Nagar Club, No. 23, 19th main, 3rd Cross, 2nd Phase, JP Nagar, Bengaluru-560078 | S6HT-115 |  |  | S6 | c | 9 | BS1 | 4200 | 1100 | 5000 |  | 700 |  | 11000 | 22000 | 33000 | 1 | 1x250 | 250 | 1 | 1 | [5 empty] | 2 |  | 1 | 160 | 160
| 91 | M/s. Kushal Chand D. Dharmashi, No. 44, “Kutchi Bhavan”, 1st main, 3rd Phase, JP Nagar, Bengaluru-560078 | S6HT-167 |  |  | S6 | c | 8 | BS1 | 4200 | 1100 | 5000 |  | 3000 |  | 13300 | 26600 | 39900 | 1 | 1x400 | 400 | 1 | 1 | [5 empty] | 2 |  | 1 | 320 | 320
| 92 | M/s. Ramakrishna & Co., No. 45/1, Marenahalli, 2nd Phase, JP Nagar, Bengaluru-560078 | S6HT-59 |  |  | S6 | c | 9 | BS1 | 4200 | 3300 | 10000 |  | 1400 |  | 18900 | 37800 | 56700 | 1 | 1x500 | 500 | 1 | 2 | [5 empty] | 4 |  | 3 | 1x320kVA, 1x140kVA & 1x125kVA | 585
| 93 | M/s. R. K. Commercials, No. 1101, 24th main, JP Nagar, 1st Phase, Bengaluru-560078 | S6HT-240 |  |  | S6 | c | 9 | BS1 | 4200 | 1100 | 2500 |  | 3000 |  | 10800 | 21600 | 32400 | 1 | 1x315 | 315 | 1 | 1 | [5 empty] | 1 |  | 1 | 250 | 250
| 94 | M/s. Shravani Build Tech, No. 745/A, 24th main, 15th Cross, 6th Phase, JP Nagar, Bengaluru-560078 | S6HT-268 |  |  | S6 | c | 9 | BS1 | 4200 | 1800 | 5000 |  | 3000 |  | 14000 | 28000 | 42000 | 1 | 1x400 | 400 | 1 | 1 | [5 empty] | 2 |  | 2 | 125+62.5 | 187.5
| 95 | Sri. T. Somashekar, No. 20/1, 24th main, JP Nagar, 6th Phase, Bengaluru-560078 | S6HT-266 |  |  | S6 | c | 9 | BS1 | 4200 | 1100 | 2500 |  | 700 |  | 8500 | 17000 | 25500 | 1 | 1x315 | 315 | 1 | 1 | [5 empty] | 1 |  | 1 | 250 | 250
| 96 | The Proprietor/Manager, M/s. Triveni Trading Corporation, "Goenka Chambers", No. 55, 19th main, 15th Cross, 100ft Ring Road, 2nd Phase, JP Nagar, Bengaluru-560078 | S6HT-247 | 30.05.17 | 5 | S6 | c | 6 | BS1 | 4200 | 1100 | 5000 |  | 700 |  | 11000 | 22000 | 33000 | 1 | 1x315 | 315 | 1 | 1 | B+G+4UF |  |  |  |  | 2 |  | 1 | 1x250 | 250
| 97 | M/s. T.V Cultural & Sports Club, No. 17 & 18, Uttarahalli, Bengaluru-560061 | S5HT-116 |  |  | S5 | c | 9 | BS1 | 4200 | 1800 | 5000 |  | 3000 |  | 14000 | 28000 | 42000 | 1 | 1x250 | 250 | 1 | 1 | [5 empty] | 2 |  | 2 | 125+40 | 165
| 98 | The Managing Director, M/s. Bangalore Dairy (BAMUL), Dr. M.H. Marigowda Road, Dharmaram College (P), Bengaluru-560029 | S2HT-17 | 09.06.2017 | 6 | S2 |  | N | BS1 | 36000 | 11600 | 2500 |  |  |  | 50100 | 100200 | 150300 | 1 | 3x1500 | 4500 | [7 empty] | 1 |  | 2 | 2x1010 | 2020
| 99 | M/s. iViZ Techno Solutions (P) Limited, “PRESTIGE BLUE CHIP”, Block-3, No: 09, 4th Floor, Hosur road, Dharmaram College (P), Bengaluru-560029 | S2HT-83 |  |  | S2 | c | 9 | BS1 |  | 5200 |  |  |  |  | 5200 | 10400 | 15600 | [12 empty] | 2 | 2x380 | 760
| 100 | The General Manager, M/s. Nandhini Milk Products, P.B.No: 2915, KMF Complex, Dr. M.H. Marigowda Road, Dharmaram College (P), Bengaluru-560029 | S2HT-06 |  |  | S2 | c | 9 | BS1 |  | 4200 | 1100 |  |  |  | 5300 | 10600 | 15900 | 1 | 1x200 | 200 | [9 empty] | 1 | 1x125 kVA, 415V | 125
| 101 | The Facility Manager, “PRESTIGE BLUE CHIP”, Block-1, GPA: Sri. Gangadhar Shetty, No: 09, Dharmaram College (P), Hosur road, Bengaluru-560029 | S2HT-76 |  |  | S2 | c | 9 | BS1 | 12000 | 5500 | 12500 |  | 3000 |  | 33000 | 66000 | 99000 | 1 | 1x1250 | 1250 | 1 | 1 | [5 empty] | 5 |  | 3 | 2x725 kVA, 415V + 1x380 | 1830
| 102 | The Facility Manager, “PRESTIGE BLUE CHIP”, Block-2 and Block-3, GPA: Sri. Y G Ramakumar & Others, No: 09, Dharmaram College (P), Hosur road, Bengaluru-560029 | S2HT-83 |  |  | S2 | c | 9 | BS1 | 12000 | 4400 | 15000 |  | 6000 |  | 37400 | 74800 | 112200 | 1 | 1x1500 | 1500 | 1 | 2 | [5 empty] | 6 |  | 4 | 3x380 kVA, 415V + 1x500 | 1640
| 103 | M/s. Vodafone Essar South Limited, “PRESTIGE BLUE CHIP”, Block-1, No: 09, Ground Floor, Hosur road, Dharmaram College (P), Bengaluru-560029 | S2HT-100 |  |  | S2 | c | 9 | BS1 | 12000 | 6600 |  |  |  |  | 18600 | 37200 | 55800 | 1 | 1x1500 | 1500 | [9 empty] | 3 | 3x600 | 1800
| 104 | M/s. Sushrutha Medical Research Hospital, “The Bangalore Hospital” No: 202, Near South end circle, R V road, Basavanagudi, Bengaluru-560004 | S1HT-09 |  |  | S1 | h | 9 | BS1 | 5800 | 2200 | 12500 |  | 3000 |  | 23500 | 47000 | 70500 | 1 | 1x630 | 630 | 1 | 1 | [5 empty] | 5 |  | 2 | 1x320 KVA 415V DG set + 1x180 | 500
| 105 | M/s. NTT Data Global Delivery Services (P) Ltd., Building of Sri. Changama Raju, No: 18, 18/1, South end road, Basavanagudi, Bengaluru-560004 | 1SHT-88 |  |  | S1 | c | 9 | BS1 | 12000 | 12700 | 10000 |  | 3000 |  | 37700 | 75400 | 113100 | 1 | 1x2000 | 2000 | 1 | 1 | [5 empty] | 4 |  | 3 | 2x1055 KVA 415V + 1x250 | 2360
| 106 | M/s. NTT Data Global Delivery Services (P) Ltd., Building of Sri. A Krishna Raju, No: 24, 24/1, South end road,Basavanagudi, Bengaluru-560004 | 1SHT-111 |  |  | S1 | c | 9 | BS1 | 4200 | 1100 | 2500 |  | 700 |  | 8500 | 17000 | 25500 | 1 | 1x250 | 250 | 1 | 1 | [5 empty] | 1 |  | 1 | 1x500 | 500
| 107 | M/s. NTT Data Global Delivery Services (P) Ltd., C/o. M/s. I T Solutions (P) Ltd., No: 17, 17/1 (38/1), South end road,Basavanagudi, Bengaluru-560004 | 1SHT-22 |  |  | S1 | c | 9 | BS1 | 10000 | 2200 | 2500 |  | 3000 |  | 17700 | 35400 | 53100 | 2 | 1x630+1x200 | 830 | 1 | 1 | [5 empty] | 1 |  | 2 | 1x500 KVA 415V + 1x125 | 625
| 108 | The Principal, M/s. R V Public School, No: 01, R V road, Near Lalbagh west gate, V V puram, Bengaluru-560004 | S2HT-78 |  |  | S2 | c | 10 | BS1 | 3300 | 700 | 2500 |  | 700 |  | 7200 | 14400 | 21600 | 1 | 1x100 | 100 | 1 | 1 | [5 empty] | 1 |  | 1 | 40 | 40
| 109 | Sri. K. Anuradha & Krishna Naidu, #05, " People Shop" Building, Next to Sapna Book House,80 feet road, 7th Block, Koramangala, Bangalore- 560095. | S4HT-448 | 02.06.2017 | 6 | S4 | c | 5 | BS2 | 4200 | 1100 | 2500 |  | 700 |  | 8500 | 17000 | 25500 | 1 | 1x250 | 250 | 1 | 1 | B+G+4UF |  |  |  |  | 1 |  | 1 | 160 | 160
| 110 | Sri. S.G Anwar Pasha #01, KHB Colony, "Arya Centre",80 Feet Road, 7th Block, Koramangala, Bangalore-560095 | S4HT-396 | 02.06.2017 | 6 | S4 | c | 5 | BS2 | 4200 | 1100 | 2500 |  | 700 |  | 8500 | 17000 | 25500 | 1 | 1x250 | 250 | 1 | 1 | B+G+4UF |  |  |  |  | 1 |  | 1 | 160 | 160
| 111 | Sri K.M Prabhakara Reddy, M/s. Grey Tip Software (p) Ltd., #29 & 30, 17th H Main, 6th Block, “Grape Garden” Koramangala, Bangalore- 560095. | S4HT-89 | 01.06.2017 | 6 | S4 | c | 6 | BS2 | 5800 | 2200 | 5000 |  | 700 |  | 13700 | 27400 | 41100 | 1 | 1x630 | 630 | 1 | 1 | G+4UF |  |  |  |  | 2 |  | 1 | 625 | 625
| 112 | Sri. KC Vijaya Kumar, "Tavant Technologies" No. 31 & 32, 17th H Main, 6th Block, “CSRIE Grape Garden” Koramangala, Bangalore- 560095 | S4HT-103 | 01.06.2017 | 6 | S4 | c | 6 | BS2 | 12600 | 5500 | 12500 |  | 2100 |  | 32700 | 65400 | 98100 | 1 | 3x500 | 1500 | 1 | 3 | G+4UF G+4UF G+4UF |  |  |  |  | 5 |  | 5 | [4x250+1x320] | 1320
| 113 | Sri. K.M Chandra M/s. Network Solutions Pvt. Ltd, , #28, 17th H Main, “Grape Garden” 6th Block, Koramangala, Bangalore- 560095 | S4HT-93 | 01.06.2017 | 6 | S4 | c | 6 | BS2 | 4200 | 2200 | 2500 |  | 700 |  | 9600 | 19200 | 28800 | 1 | 1x500 | 500 | 1 | 1 | G+4UF |  |  |  |  | 1 |  | 2 | [1x250+1x320] | 570
| 114 | The General Secretary, M/s. Karnataka Reddyjana Sangha, (M/s. Vemana Institute of Technology) #01, 16th Main, 3rd Block, Near BDA Complex. Koramangala, Bangalore- 560034 | S4HT-220 | 16.06.2017 | 6 | S4 | c | 6 | BS2 | 8400 | 2100 | 12500 |  | 5800 |  | 28800 | 57600 | 86400 | 1 | 1x250+1x160 | 410 | 1 | 5 | G+6UF, B+G+4UF, B+G+4UF, B+G+4UF, B+G+4UF, |  |  |  |  | 5 |  | 3 | [2x100+1x45] | 245
| 115 | The Propreitor/Manager, M/s. Sapna Book House, C/o. Sri T.R Hari Prasad Building,, #06, 80 feet road, 7th Block, Koramangala, Bangalore- 560095 | S4HT-395 | 02.06.2017 | 6 | S4 | c | 5 | BS2 | 4200 | 1100 | 2500 |  | 700 |  | 8500 | 17000 | 25500 | 1 | 1x250 | 250 | 1 | 1 | B+G+4UF |  |  |  |  | 1 |  | 1 | 160 | 160
| 116 | The Proprietor/ Manager, M/s. Toshiba Embeded Software India Pvt. Ltd. "Essae Vaishnavi Solitaire", #3A, Sarjapura Road, 3rd Block, Koramangala, Bangalore- 560034 | S4HT-387 | 27.06.2017 | 6 | S4 | c | 6 | BS2 | 5800 | 3300 | 7500 |  | 3000 |  | 19600 | 39200 | 58800 | 1 | 1x1000 | 1 | 1 | 1 | 2B+G+6UF+TF |  |  |  |  | 3 |  | 3 | [2x500]+1x380 | 1380
| 117 | Sri O.S. Jagadhish & Others, M/s. INMARK Retail Pvt. Ltd., Sai Chaitanya, No. 27, 80 ft.. Road, Kathriguppa Main Road, B.S.K. 3rd Stage, Bengaluru-560085. | S9HT-108 |  |  | S9 | c | 17N | BS1 | 4200 | 1100 | 5000 |  | 3000 |  | 13300 | 26600 | 39900 | 1 | 1x250 | 250 | 1 | 1 | [5 empty] | 2 |  | 1 | 1x125 | 125
| 118 | The Facility Manager, M/s. Adiyar Ananda Bhavana Sweets India Pvt Ltd, #135, Marathalli, HAL Main road, Bangalore-560037. | S7HT-105 |  |  | S7 | c | N | BS2 | 4200 | 1100 | 2500 |  | 700 |  | 8500 | 17000 | 25500 | 1 | 1x250 | 250 | 1 | 1 | [5 empty] | 1 |  | 1 | 160 | 160
| 119 | Sri. Kandan & Others, M/s. Big Bazar, No. 92/9, 80ft road, Kattariguppa main road, BSK 3rd Stage, Bangalore-560085. | S9HT-37 |  |  | S9 | c | 10 | BS1 | 12000 | 3300 | 10000 |  | 700 |  | 26000 | 52000 | 78000 | 1 | 1x2500 | 2500 | 1 | 1 | [5 empty] | 4 |  | 3 | 3x500 | 1500
| 120 | M/s. City Engineering College, Kanakapura Road, Doddakallasandra, Bengaluru-560062 | S5HT-37 |  |  | S5 | c | 10 | BS1 | 4200 | 1100 |  |  | 2100 |  | 7400 | 14800 | 22200 | 1 | 1x250 | 250 | 1 | 3 | [7 empty] | 1 | 125 | 125
| 121 | Sri. Pankaj Bhagwan Chatlani, (M/s. Dash Square) No. 21,100ft Ring Road, BTM Layout, Bengaluru-560076 | S6HT-255 |  |  | S6 | c | 9 | BS1 | 4200 | 1100 | 2500 |  | 700 |  | 8500 | 17000 | 25500 | 1 | 1x250 | 250 | 1 | 1 | [5 empty] | 1 |  | 1 | 160 | 160
| 122 | Sri. Ramachandraiah and Others, (M/s. Dominos Pizza) No. 73, Bank Officers HBCS Layout, BTM Layout, Bengaluru-560076 | S6HT-253 |  |  | S6 | c | 9 | BS1 | 4200 | 700 |  |  | 700 |  | 5600 | 11200 | 16800 | 1 | 1x250 | 250 | 1 | 1 | [7 empty] | 1 | 1x62.5kVA | 62.5
| 123 | Sri. M. Ramaiaha Reddy & Sri. M. Papanna Reddy, (M/s. Furniture City), No. 16, 7th Main, BTM Layout, Bengaluru-560076. | S6HT-162 |  |  | S6 | c | 10 | BS1 | 4200 |  | 2500 |  | 700 |  | 7400 | 14800 | 22200 | 1 | 1x200 | 200 | 1 | 1 | [5 empty] | 1
| 124 | The Principal, M/s. KS Institute of Technology, No.14, Raghuvanahalli, Kanakapura Main Road, Bengaluru-560062 | S5HT-32 | 25.05.17 | 5 | S5 | c | 6 | BS1 | 4200 | 2200 | 5000 |  | 3700 |  | 15100 | 30200 | 45300 | 1 | 1x250 | 250 | 1 | 2 | B+G+6UF & G+5UF |  |  |  |  | 1 |  | 2 | 1x250kVA & 1x125kVA | 375
| 125 | M/S. Mohindar Prakash Singh, No. 75, Bank Officers & Officials HBCS Layout, Rashtrakavi Kuvempu Nagar, BTM Layout, Bengaluru-560076 | S6HT-264 |  |  | S6 | c | 9 | BS1 | 4200 | 1100 | 2500 |  | 700 |  | 8500 | 17000 | 25500 | 1 | 1x250 | 250 | 1 | 1 | [5 empty] | 1 |  | 1 | 1x125 | 125
| 126 | Sri. P. Narayana Syamy, (Karmikara Bhavana) No. 25, 100 ft Ring Road, BTM Layout, 1st Stage, Bengaluru-560076 | S6HT-166 |  |  | S6 | c | 10 | BS1 | 4200 | 700 | 2500 |  | 700 |  | 8100 | 16200 | 24300 | 1 | 1x250 | 250 | 1 | 1 | [5 empty] | 1 |  | 1 | 1x82.5kVA | 82.5
| 127 | M/s. N. D. Developers (P) Ltd. (M/s. McDonalds Restaurant) No. 73,74,113,114, BTM 2nd Stage, Bengaluru-560076 | S6HT-263 |  |  | S6 | c | 9 | BS1 | 5800 | 1100 |  |  | 700 |  | 7600 | 15200 | 22800 | 1 | 1x750 | 750 | 1 | 1 | [7 empty] | 1 | 1x160 | 160
| 128 | Sri. K. Santhosh & Others, (M/s. Bank of Baroda) No. 76, HBCS Layout, BTM Layout, Bengaluru-560076 | S6HT-224 |  |  | S6 | c | 9 | BS1 | 4200 | 1100 | 2500 |  | 700 |  | 8500 | 17000 | 25500 | 1 | 1x250 | 250 | 1 | 1 | [5 empty] | 1 |  | 1 | 160 | 160
| 129 | Sri. K Shiva Rao, M/s. Vijaya Bank, No. 23, 2nd main, BTM lst Stage Bengaluru-560076 | S6HT-76 |  |  | S6 | c | 9 | BS1 | 4200 | 1100 | 2500 |  | 700 |  | 8500 | 17000 | 25500 | 1 | 1x250 | 250 | 1 | 1 | [5 empty] | 1 |  | 1 | 180 | 180
| 130 | M/s. Valpra Bio Tech Ltd., No. 13, Bank Officers Co-Op Housing Socity, Rashtra Kavi Kuvempu Nagar, B.T.M Layout, 100ft Ring Road, Bengaluru-560076 | S6HT-228 |  |  | S6 | c | 9 | BS1 | 4200 | 700 | 2500 |  | 700 |  | 8100 | 16200 | 24300 | 1 | 1x250 | 250 | 1 | 1 | [5 empty] | 1 |  | 1 | 82.5 | 82.5
| 131 | The Facility Manager, M/s. Shree Realtors Pvt. Ltd, “Brook Field Mall” COSMOS (Vaswani Matrix), ITPL Main road, ACES Layout, Kundalahalli, Bangalore- 560037. | S7HT-70 |  |  | S7 | c | N | BS2 | 12000 | 6900 | 25000 |  | 700 |  | 44600 | 89200 | 133800 | 1 | 1x2500 | 2500 | 1 | 1 | [5 empty] | 4 | 6 | 2 | [1x1010+1x500] | 1610
| 132 | Sri. V. Ananthraju, No. 680, 15th cross, 100ft Ring Road, 8th main, 2nd phase, J P Nagar, Bengaluru-560078 | S6HT-40 |  |  | S6 | c | 9 | BS1 | 4200 | 2200 | 2500 |  | 700 |  | 9600 | 19200 | 28800 | 1 | 1x500 | 500 | 1 | 1 | [5 empty] | 1 |  | 2 | 2x200 | 400
| 133 | M/s. DiFacto Robotics & Automation, C/o. Sri. K.C Chikkannaiah, No. 18/1A, 23rd main, Marenahalli, 2nd Phase JP Nagar, Bengaluru-560078 | S6HT-113 |  |  | S6 | c | 9 | BS1 | 3300 | 700 | 5000 |  | 700 |  | 9700 | 19400 | 29100 | 1 | 1x100 | 100 | 1 | 1 | [5 empty] | 2 |  | 1 | 1x62.5kVA | 62.5
| 134 | M/s. G. R. Developers, No. 70, 6th Phase, J.P. Nagar, Kanakapura main road, Bengaluru-560078. | S6HT-94 |  |  | S6 | c | 9 | BS1 | 4200 | 1100 | 2500 |  | 3000 |  | 10800 | 21600 | 32400 | 1 | 1x425 | 425 | 1 | 1 | [5 empty] | 1 |  | 1 | 1x320 | 320
| 135 | M/s. The HHI Group of Hotels, (SL Hotels (P) Ltd.,) No: 686,15th cross road, 100 feet ring road, 2nd Phase, J P Nagar, Bengaluru-560078 | S6HT-139 |  |  | S6 | c | 6 | BS1 | 4200 | 1800 | 5000 |  | 700 |  | 11700 | 23400 | 35100 | 1 | 1x250 | 250 | 1 | 1 | [5 empty] | 2 |  | 2 | 1x82.5kVA & 1x160kVA | 242.5
| 136 | Sri. R. Sreedhar, (M/s. SBI NRI Branch Building) No. 15, 15th Cross, 100 ft. Ring Road, 6th Phase, J.P. Nagar, Bengaluru-560078 | S6HT-235 | 27.05.17 | 5 | S6 | c | 6 | BS1 | 4200 | 700 | 2500 |  | 700 |  | 8100 | 16200 | 24300 | 1 | 1x250 | 250 | 1 | 1 | B+G+4UF |  |  |  |  | 1 |  | 1 | 1x62.5 | 62.5
| 137 | The Proprietor/Manager, M/s. Ajmeera Adithya Sumith, # 3D, 3E, 7th C Main, 3rd Block Industrial Area, Koramangala, Near Toshiba, Bangalore-560034. | S4HT-392 | 05.07.2017 | 7 | S4 | c | 7 | BS2 | 4200 | 1100 | 5000 |  | 3000 |  | 13300 | 26600 | 39900 | 1 | 1x500 | 500 | 1 | 1 | B+G+5UF |  |  |  |  | 2 |  | 1 | 1x320 | 320
| 138 | The Manager, M/s. Hotel Empire, #103, Industrial Area, 5th Block, Koramangala, Bangalore-560095. | S4HT-310 |  |  | S4 | c | 10 | BS2 | 4200 | 1100 | 2500 |  | 700 |  | 8500 | 17000 | 25500 | 1 | 1x400 | 400 | 1 | 1 | [5 empty] | 1 |  | 1 | 1x200 | 200
| 139 | The Proprietor/Manager, M/s. Grand Mercure Hotel, (Sri. KC Ravichandra) 12th Main, 3rd Block, Koramangala, Bangalore-560034. | S4HT-368 | 16.06.2017 | 6 | S4 | c | N | BS2 | 5800 | 3300 | 10000 |  | 3000 |  | 22100 | 44200 | 66300 | 1 | 1x1000 | 1000 | 1 | 1 | B+G+5UF |  |  |  |  | 4 |  | 2 | [1x600+1x380] | 980
| 140 | Sri. K.K Prakesh, M/s. “M.P.K Mansion” #18, Industrial Area main road, Near P.M.R Memorial Hall, 5th Block, Koramangala, Bangalore-560095. | S4HT-111 | 05.07.2017 | 7 | S4 | c | 7 | BS2 | 4200 | 2200 | 5000 |  | 6000 |  | 17400 | 34800 | 52200 | 1 | 1x500 | 500 | 1 | 2 | B+G+6UF, B+G+7UF |  |  |  |  | 2 |  | 2 | [1x250+1x320] | 570
| 141 | Sri. K.M Jayappa, “K.M.J Arcedia” #15, Industrial Area main road, Near P.M.R Memorial Hall, 5th Block, Koramangala, Bangalore-560095. | S4HT-92 | 05.07.2017 | 7 | S4 | c | 7 | BS2 | 4200 | 1100 | 2500 |  | 3000 |  | 10800 | 21600 | 32400 | 1 | 1x250 | 250 | 1 | 1 | B+G+5UF |  |  |  |  | 1 |  | 1 | 1x250 | 250
| 142 | Smt. G. Pramila, “K.M.J Ascend” #19, Industrial Area main road, Near P.M.R Memorial Hall, 5th Block, Koramangala, Bangalore-560095. | S4HT-138 | 05.07.2017 | 7 | S4 | c | 7 | BS2 | 4200 | 1100 | 2500 |  | 3000 |  | 10800 | 21600 | 32400 | 1 | 1x250 | 250 | 1 | 1 | B+G+5UF |  |  |  |  | 1 |  | 1 | 1x200 | 200
| 143 | Sri. K.M. Lakshamayya Reddy, M/s. “M.P.D Towers” #12, Industrial Area main road, Near P.M.R Memorial Hall, 5th Block, Koramangala, Bangalore-560095. | S4HT-347 | 05.07.2017 | 7 | S4 | c | 7 | BS2 | 4200 | 1100 | 2500 |  | 700 |  | 8500 | 17000 | 25500 | 1 | 1x315 | 315 | 1 | 1 | B+G+4UF |  |  |  |  | 1 |  | 1 | 1x200 | 200
| 144 | Sri. K.M. Lakshamayya Reddy, "Lakshya Tower", #16, Industrial Area main road, 17th C Main Road, Near P.M.R Memorial Hall, 5th Block, Koramangala, Bangalore-560095. | S4HT-98 | 05.07.2017 | 7 | S4 | c | 7 | BS2 | 4200 | 1100 | 2500 |  | 700 |  | 8500 | 17000 | 25500 | 1 | 1x250 | 250 | 1 | 1 | G+5UF |  |  |  |  | 1 |  | 1 | 1x250 | 250
| 145 | Sri. Neelakantha Ramani, m/S. Monarch Ramani Building, #3E, 7th C Main, 3rd Block I, Koramangala, Near Toshiba, Bangalore-560034. | S4HT-254 | 05.07.2017 | 7 | S4 | c | 7 | BS2 | 4200 | 2900 | 2500 |  | 3000 |  | 12600 | 25200 | 37800 | 1 | 1x315 | 315 | 1 | 1 | B+G+6UF |  |  |  |  | 1 |  | 3 | [1x62.5+1x125+1x160] | 347.5
| 146 | The Facility Manager, M/s. Tech Mahindra Limited, #09/11, Hosur Main Road, DRC Post, Bangalore-560029. | S2HT-55 |  |  | S2 | c | 9 | BS1 | 11600 | 8800 | 20000 |  | 2100 |  | 42500 | 85000 | 127500 | 2 | 1x1600+1x750 | 2350 | 1 | 3 | [5 empty] | 8 |  | 8 | 8x380KVA | 3040
| 147 | M/s. Big Bazaar “SALARPURIA TOWER-1”, No: 22, New No: 351, Ground, Mezzanine & 1st floor, Hosur main road, Bengaluru-560030 | S2HT-63 |  |  | S2 | c | 9 | BS1 | 4200 | 1100 | 0 |  |  |  | 5300 | 10600 | 15900 | 1 | 1x250 | 250 | 1 | 1 | [7 empty] | 1 | 1x285 | 285
| 148 | M/s. Salarpuria Properties (P) Ltd., “SALARPURIA ARENA”, No: 24, Luskar-Hosur road, Adugodi, Bengaluru-560030 | S2HT-98 |  |  | S2 | c | 9 | BS1 | 24000 | 6600 | 17500 |  | 3000 |  | 51100 | 102200 | 153300 | 2 | 2x1600 | 3200 | 1 | 1 | [5 empty] | 7 |  | 3 | 3x750 | 2250
| 149 | M/s. Salarpuria Properties (P) Ltd., “SALARPURIA TOWER-1”, C/o. M/s. Muditha Properties (P) Ltd., No: 22, New No: 351, Hosur main road, Dr. M.H. Marigowda Road, Bengaluru-560030 | S2HT-63 |  |  | S2 | c | 9 | BS1 | 12000 | 700 | 10000 |  | 3000 |  | 25700 | 51400 | 77100 | 1 | 1x2000 | 2000 | 1 | 1 | [5 empty] | 4 |  | 1 | 1x100 | 100
| 150 | M/s. Salarpuria Properties (P) Ltd., “SALARPURIA TOWER-2”, C/o. M/s. Lucent Technologies India (P) Ltd., No: 32, Luskar-Hosur road, Adugodi, Bengaluru-560030 | S2HT-86 |  |  | S2 | c | 9 | BS1 | 12000 | 5500 | 10000 |  | 700 |  | 28200 | 56400 | 84600 | 1 | 1x1250 | 1250 | 1 | 1 | [5 empty] | 4 |  | 3 | 2x650 + 1x250 | 1550
| 151 | M/s. Yash Broadcasting Industries (P) Limited, “SALARPURIA TOWER-1”, No: 22, New No: 351, 5th & 6th floor, Hosur main road, Bengaluru-560030 | S2HT-63 |  |  | S2 | c | 9 | BS1 |  | 5200 |  |  |  |  | 5200 | 10400 | 15600 | [12 empty] | 2 | 2x380 | 760
| 152 | Sri. K. Subramanya Naidu & Smt D. Lakshmi, No. 3, Old No. 136/17A, 30th Main Road, Kathariguppa, BSK 3rd Stage, Bengaluru. | S9HT-118 |  |  | S9 | c |  | BS1 | 3300 | 700 | 2500 |  | 3000 |  | 9500 | 19000 | 28500 | 1 | 1x100 | 100 | 1 | 1 | [5 empty] | 1 |  | 1 | 1x30 | 210
| 153 | The Proprietor/ Manager, M/s. “U D N Altius” No: 13,15th cross road, 100 feet ring road, 6th Phase, J P Nagar, Bengaluru-560078 | S6HT-261 | 27.05.17 | 5 | S6 | c | 6 | BS1 | 4200 | 700 | 2500 |  | 3000 |  | 10400 | 20800 | 31200 | 1 | 1x250 | 250 | 1 | 1 | B+G+5UF |  |  |  |  | 1 |  | 1 | 1x100 | 100
| 154 | Sri. H. R. Kumar, M/s WE Fitness Centre, No. 1, 23rd main, 5th Phase, JP Nagar, Bengaluru-560078 | S6HT-244 |  |  | S6 | c | 9 | BS1 | 4200 | 1100 | 2500 |  | 700 |  | 8500 | 17000 | 25500 | 1 | 1x250 | 250 | 1 | 1 | [5 empty] | 1 |  | 1 | 1x125 | 125
| 155 | Sri. M.C. Satish, M/s. Punjab National Bank, No. 218, 9th Cross, 2nd Phase, JP Nagar, Bengaluru-560078 | S6HT-238 |  |  | S6 | c | 9 | BS1 | 4200 |  | 2500 |  | 700 |  | 7400 | 14800 | 22200 | 1 | 1x500 | 500 | 1 | 1 | [5 empty] | 1
| 155A | M/s Coetrix Technologies, C/o Sri. M.C. Satish, M/s. Punjab National Bank, No. 218, 9th Cross, 2nd Phase, JP Nagar, Bengaluru-560078 | S6HT-238 |  |  | S6 | c | 9 | BS1 |  | 1700 |  |  |  |  | 1700 | 3400 | 5100 | [12 empty] | 1 | 62.5 | 63
| 156 | Sri. B. G. Muralidhar, M/s. Trinity Diagnostic & Imaging, No. 213, 9th Cross, 4th Main, KSRTC Layout, 2nd Phase, J.P Nagar, Bangalore-560078 | S6HT-239 |  |  | S6 | h | 9 | BS1 | 4200 | 2900 | 2500 |  | 700 | 1000 | 11300 | 22600 | 33900 | 1 | 1x250 | 250 | 1 | 1 | [5 empty] | 2 |  | 3 | 2x125 & 1x82.5 | 332.5
| 157 | Dr. G S Anand, “Anand Towers”, Formely Neelamani Enterprises, “Neeladri Plaza”, No: 04, Rajaram Mohan Roy road, Sampangirama Nagar, Bengaluru-560025 | S2HT-104 |  |  | S2 | c | 11 | BS1 | 4200 | 1100 | 5000 |  | 3000 |  | 13300 | 26600 | 39900 | 1 | 1x500 | 500 | 1 | 1 | [5 empty] | 2 |  | 1 | 1x500 | 500
| 158 | The President, M/s. Anjuman-e-Muslin Meen, GPA to Sri. K Ramesh, “ Anjuman Kay Arr Towers”, No: 28, P Kalingarao road, Sampangiramanagar, Bengaluru-560 027 | S2HT-210 |  |  | S2 | c | 11 | BS1 | 5800 | 1100 | 5000 |  | 3000 |  | 14900 | 29800 | 44700 | 1 | 1x750 | 750 | 1 | 1 | [5 empty] | 2 |  | 1 | 1x500 | 500
| 159 | M/s. RGA Software Systems (P) Limited, C/o. M/s. GENPACT INDIA Limited, Sy. No. 99, Surya Park, Veerasandra (V), Electronics City Phase-1, Bengaluru-560100 | CDPHT-216 |  |  | CDP | c | 11 | BS1 | 12000 | 4400 | 5000 |  | 3000 |  | 24400 | 48800 | 73200 | 1 | 1x1500 | 1500 | 1 | 1 | [5 empty] | 2 |  | 2 | 2x750 | 1500
| 160 | M/s. Hotel Adarsh Hamilton, M/s. Adarasha Developers, Building of Sri. Ibrahim Abdul Majid Mujawar & Others, No: 2/5, Langford Garden road, Richmond road, Bengaluru-560025 | S2HT-177 |  |  | S2 | c | 11 | BS1 | 5800 | 2200 | 10000 |  | 3000 |  | 21000 | 42000 | 63000 | 1 | 1x630 | 630 | 1 | 1 | [5 empty] | 4 |  | 2 | 2x320 | 640
| 161 | M/s. Health Care Global Enterprises Ltd., Building of Sri. Babu Reddy, No: 09/1, HCG Tower No: 05, Mission Road, P. Kalinga rao Road, Bengaluru-560027 | S2HT-213 |  |  | S2 | h | 8 | BS1 | 4200 |  | 2500 |  | 700 |  | 7400 | 14800 | 22200 | 1 | 1x250 | 250 | 1 | 1 | [5 empty] | 1
| 162 | M/s. Manjushree Technopack Limited, Plot No: 60-E & 60-F, KIADB Bommasandra Industrial Area, Anekal (T), Bengaluru-560099 | CDPHT-252 |  |  | S2 | c | 9 | BS1 | 24000 | 13600 | 12500 |  | 700 |  | 50800 | 101600 | 152400 | 2 | 2x3500 | 7000 | 1 | 1 | [5 empty] | 4 |  | 4 | 2x1010 & 2 x 500 | 3020
| 163 | M/s. RGA Software Systems (P) Limited, C/o. M/s. HP Global Software India Ltd., Sy. No. 91/1, 91/2, & 91/3, Surya Park 2nd Stage, Veerasandra (V), Electronics City Phase-1, Bengaluru-560100 | CDPHT-263 |  |  | CDP | c | 11 | BS1 | 24000 | 17100 | 10000 |  | 3000 |  | 54100 | 108200 | 162300 | 2 | 2x1250 | 2500 | 1 | 1 | [5 empty] | 4 |  | 3 | 3x1250 | 3750
| 164 | M/s. Bangalore Stock Exchange Limited, No: 35, New No: 51, 1st cross, J C Nagar, Bengaluru-560027 | S2HT-23 |  |  | S2 | c | 8 | BS1 | 5800 | 2200 | 5000 |  | 700 |  | 13700 | 27400 | 41100 | 1 | 1x800 | 800 | 1 | 1 | [5 empty] | 2 |  | 2 | 2x320 | 640
| 165 | M/s. Aathi Scans & Labs. Building of Smt. Manjula Basavaraju, GPA: Sri. G Nanjappa, No: 05/156, 9th main, 3rd Block, Jayanagar, Bengaluru-560011 | S1HT-126 |  |  | S1 | c | 10 | BS1 | 4200 | 1100 | 2500 |  | 700 | 1500 | 10000 | 20000 | 30000 | 1 | 1x250 | 250 | 1 | 1 |  |  |  | 3 |  | 3 |  | 1 | 1x180 | 180
| 166 | M/s. Kalyan Jewellers (P) Limited, “SNN Minds Eye Door”, No: 04, Diagonal Road, 3rd Block, Jayanagar, Bengaluru-560011 | S1HT-227 |  |  | S1 | c | 10 | BS1 |  | 2600 |  |  |  |  | 2600 | 5200 | 7800 | [12 empty] | 1 | 1x200 | 200
| 167 | M/s. Malabar Gold & Diamonds (P) Ltd., Building of M/s. Shravanee Build Tech, Rep by Smt. Shailaja Hanumesh, No 13/1(329), 14th cross, 9th main, 2nd block, Jayanagar, Bengaluru-560011 | S1HT-215 |  |  | S1 | c | 10 | BS1 | 4200 | 1100 | 2500 |  | 700 |  | 8500 | 17000 | 25500 | 1 | 1x250 | 250 | 1 | 1 | [5 empty] | 1 |  | 1 | 1x140 | 140
| 168 | M/s. The President Hotel Building of Sri. Malikarjunappa & Others, No: 79/8, Diaganal Road, 3rd Block, Jayanagar, Bengaluru-560011 | S1HT-98 |  |  | S1 | c | 11 | BS1 | 4200 | 1100 | 5000 |  | 700 |  | 11000 | 22000 | 33000 | 1 | 1x400 | 400 | 1 | 1 | [5 empty] | 2 |  | 1 | 1x200 | 200
| 169 | Sri. G.S. Ramachandra Guptha & Others, GPA: M/s. SNN Builders (P) Ltd., No: 04, Diagonal Road, 3rd Block, Jayanagar, Bengaluru-560011 | S1HT-227 |  |  | S1 | c | 10 | BS1 | 4200 | 1100 | 5000 |  | 700 |  | 11000 | 22000 | 33000 | 1 | 1x315 | 315 | 1 | 1 | [5 empty] | 2 |  | 1 | 1x225 | 225
| 170 | M/s. Akshaya Patra Foundation, Sy. No. 52/1, 70, Vasantapura, Uttarahalli (ho), Kanakapura Road, Bengaluru-560062 | S5HT-83 |  |  | S5 | c | 10 | BS1 | 4200 | 700 | 2500 |  | 700 |  | 8100 | 16200 | 24300 | 1 | 1x160 | 160 | 1 | 1 | [5 empty] | 1 |  | 1 | 1x62.5kVA | 62.5
| 171 | The Proprietor/ Manager, M/s. Cognizant Technology Solutions India Pvt. Ltd, #24, Golf View Campus, NAL Wind Tunnel Road, Murugesh Palya, Bangalore-560017. | S3HT-32 | 28.06.2017 | 6 | S3 | c | N | BS2 | 24000 | 10800 | 12500 |  | 700 |  | 48000 | 96000 | 144000 | 1 | 2x1500 | 3000 | 1 | 1 | B+G+3UF |  |  |  |  | 5 |  | 2 | [1x1025+1x1100] | 2125
| 172 | The Proprietor/ Manager, M/s. Golf View Homes Pvt. Ltd, Tower Nos 1 & 2, #24, “Golf View Campus” NAL Wind Tunnel Road, Murugesh Palya, Bangalore-560017. | S3HT-35 | 28.06.2017 | 6 | S3 | c | N | BS2 | 24000 | 8000 | 5000 |  | 3000 |  | 40000 | 80000 | 120000 | 1 | 2x1250 | 2500 | 1 | 1 | B+G+4UF+TF |  |  |  |  | 2 |  | 2 | [1x1250+1x750] | 2000
| 173 | The Proprietor/ Manager, M/s. Golf View Homes Pvt. Ltd, Omega Tower, No. 03 #24, ) NAL Wind Tunnel Road, Murugesh Palya, Bangalore-560017. | S3HT-61 | 28.06.2017 | 6 | S3 | c | N | BS2 | 5800 | 3300 | 5000 |  | 3000 |  | 17100 | 34200 | 51300 | 1 | 1x1000 | 1000 | 1 | 1 | B+G+5UF |  |  |  |  | 2 |  | 3 | 3x500 | 1500
| 174 | Smt. K. N. Lakshmi, No. 745, VHBCS Layout, 4th Phase, Girinagar, BSK 3rd Stage, Bengaluru-560085 | S9HT-103 |  |  | S9 | c | 10 | BS1 | 4800 |  |  |  | 700 |  | 5500 | 11000 | 16500 | 1 | 1x100 | 100 | 1 | 1
| 175 | Sri. M. L. Prakash, No. 779 & 780, New No. 4011, 4012, 4th Phase, Girinagar, BSK 3rd Stage, Bengaluru-560085 | S9HT-116 |  |  | S9 | c | 10 | BS1 | 3300 | 700 | 2500 |  | 700 |  | 7200 | 14400 | 21600 | 1 | 1x100 | 100 | 1 | 1 | [5 empty] | 1 |  | 1 | 1x62.5kVA | 62.5
| 176 | The Proprietor/ Manager, M/s. Golf View Homes Pvt. Ltd, #24, (Ola Block) ,NAL Wind Tunnel Road, Murugesh Palya, Bangalore-560017. | S3HT-45 | 28.06.2017 | 6 | S3 | c | N | BS2 | 16200 | 5500 | 10000 |  | 3000 |  | 34700 | 69400 | 104100 | 1 | 1x1250+1x500 | 1750 | 1 | 1 | B+G+5UF |  |  |  |  | 4 |  | 5 | [2x500+3x320] | 1960
| 177 | Sri. C. Ajay Kumar, M/s. Dr. Agarwal Eye Hospital, No. 10, NS Palya, Bannerghatta Road, Bengaluru-560076 | S6HT-195 |  |  | S6 | h | 10 | BS1 | 4200 | 1100 | 2500 |  | 700 |  | 8500 | 17000 | 25500 | 1 | 1x250 | 250 | 1 | 1 | [5 empty] | 1 |  | 1 | 1x125 | 125
| 178 | The Manager, M/s. Bhagini Hospitality Pvt. Ltd, Sy No-180/01, MSR Layout, Near Mahindra Show room, Opp. Multiplex Theatre, Munnekolalu, Marathalli Post, Bangalore-560037. | S7HT-247 |  |  | S7 | h | 10 | BS2 | 4200 | 1100 | 5000 |  | 700 |  | 11000 | 22000 | 33000 | 1 | 1x500 | 500 | 1 | 1 | [5 empty] | 2 |  | 1 | 1x320 | 320
| 179 | M/s. Dr. Agarwal Eye Hospital, Corporate Office, No.11, 6th main, Industrial Area, NS Palya, Bannerghatta Road, Bangalore-560076 | S6HT-172 |  |  | S6 |  | 10 | BS1 |  | 1700 |  |  |  |  | 1700 | 3400 | 5100 | [12 empty] | 1 | 1x45 | 45
| 180 | Sri. K. Lakshman, No.11, 6th main, Industrial Area, NS Palya, Bannerghatta Road, Bangalore-560076 Sri. K. Lakshman, No.11, 6th main, Industrial Area, NS Palya, Bannerghatta Road, Bangalore-560076 | S6HT-172 |  |  | S6 | c | 10 | BS1 | 4200 |  | 2500 |  | 700 |  | 7400 | 14800 | 22200 | 1 | 1x500 | 500 | 1 | 1 | [5 empty] | 1
| 181 | M/s. Maruthi Plastics Udyoug, “Kabra Excelsior” #6/A, 7th Cross, 3rd Block, Koramangala Industrial Layout, Opp. Wipro Park, Koramangala, Bangalore- 560034. | S4HT-417 |  |  | S4 | c | 10 | BS2 | 12000 | 5500 | 10000 |  | 3000 |  | 30500 | 61000 | 91500 | 1 | 1x1500 | 1500 | 1 | 1 | [5 empty] | 4 |  | 3 | [1x600+1x625+1x125] | 1250
D | 182 | Sri. Radhakrishna, M/s. Future Retail Limited, No. 448, SRK Tower, Opp. IIMB, Bilekahalli, Bannerghatta Road, Bengaluru-560076 | S6HT-71 |  |  | S6 | c | 11 | BS1 | 5800 | 2900 | 7500 |  | 3000 |  | 19200 | 38400 | 57600 | 1 | 1x630 | 630 | 1 | 1 | [5 empty] | 3 |  | 2 | 1x500kVA & 1x45kVA | 545
| 183 | Sri. R. Balakrishna & Smt. B. Komala, No. 643, Jayanagr HBCS Layout, Padmanabhanagar, B.S.K 2nd Stage,Bangalore-560070 | S9HT-85 |  |  | S9 | c | 10 | BS1 | 4200 |  | 2500 |  | 700 |  | 7400 | 14800 | 22200 | 1 | 1x250 | 250 | 1 | 1 | [5 empty] | 1
| 183A | M/s Royal Mart, No. 643, Jaynagara HBCS Layout, P. B. Nagara, BSK 2nd stage, Bengaluru. | S9HT-85 |  |  | S9 | c | 10 | BS1 |  | 1700 |  |  |  |  | 1700 | 3400 | 5100 | [12 empty] | 1 | 15 | 15
| 184 | Sri. Anantharaman, M/s. Nandini Hotel, No. 726, 24th main, 6th Phase, JP Nagar, Bengaluru-560078 | S6HT-124 |  |  | S6 | c | 10 | BS1 | 4200 | 1100 | 2500 |  | 700 |  | 8500 | 17000 | 25500 | 1 | 1x250 | 250 | 1 | 1 | [5 empty] | 1 |  | 1 | 1x180 | 180
| 185 | Sri. Gopalkrishna Chetty, No: 125-1-18, “G K Arcade”, Ashoka pillar road, 100 feet road, 1st Block, Jayanagar, Bengaluru-560011 | S1HT-94 |  |  | S1 | c | 10 | BS1 | 4200 | 1100 | 2500 |  | 700 |  | 8500 | 17000 | 25500 | 1 | 1x400 | 400 | 1 | 1 | [5 empty] | 1 |  | 1 | 1x200 | 200
| 186 | The Director M/s. Indira Gandhi Institute of Child Health Hospital, South Hospital Complex, Dr. M.H. Marigowda road, Hombegowda Nagar, Dharmaram College (P), Bengaluru-560029 | S1HT-13 |  |  | S1 | h | 10 | BS1 | 8400 | 4000 | 5000 |  | 700 | 1000 | 19100 | 38200 | 57300 | 1 | 1x250 | 250 | [7 empty] | 2 |  | 3 | 1x320 KVA + 1x160 KVA and 1x62.5 | 542.5
| 187 | M/s. Janaadhar India (P) Ltd., Building of Sri. T S Shanthakumar, “M S Square”, No: 34/1-1, Langford road, Shanthinagar, Bengaluru-560027 | S2HT-204 |  |  | S2 | c | 11 | BS1 | 4200 | 1100 | 2500 |  | 3000 |  | 10800 | 21600 | 32400 | 1 | 1x250 | 250 | 1 | 1 | [5 empty] | 1 |  | 1 | 1x160 | 160
| 188 | Sri. Javahar Gopal, No: 23, “Trident Towers”, Ashoka pillar road, 100 feet road, 2nd Block, Jayanagar, Bengaluru-560011 | S2HT-24 |  |  | S2 | c | 10 | BS1 | 4200 | 1100 | 2500 |  | 700 |  | 8500 | 17000 | 25500 | 1 | 1x400 | 400 | 1 | 1 | [5 empty] | 1 |  | 1 | 1x160 | 160
| 189 | The Proprietor/ Manager, M/s. N R Enterpries, "Divyashree", No: 30, 1st cross, Mission Road, Sampangiramanagar, Bengaluru-560027 | S2HT-24 | 09.06.2017 | 6 | S2 | c | N | BS1 | 5800 | 2200 | 2500 |  | 3000 |  | 13500 | 27000 | 40500 | 1 | 1x750 | 750 | 1 | 1 | B+G+M+5UF |  |  |  |  | 1 |  | 2 | 2x380 | 760
| 190 | The Head of the Engineering Section, M/s. NIMHANS, Lakkasandra, Hosur main road, Dharmaram College (P), Bengaluru-560029 | S2HT-04 |  |  | S2 | h | 10 | BS1 | 5800 | 2900 | 12500 |  | 700 | 2500 | 24400 | 48800 | 73200 | 1 | 1x750 | 750 | 1 | 1 |  |  |  | 5 |  | 5 |  | 1 | 1x750 | 750
| 191 | The Head of the Engineering Section, M/s. NIMHANS, Lakkasandra, Hosur main road, Dharmaram College (P), Bengaluru-560029 | S1HT-08 |  |  | S1 |  | 10 | BS1 | 5800 | 2200 | 10000 |  |  | 500 | 18500 | 37000 | 55500 | 1 | 1x630 | 630 | [5 empty] | 1 |  | 4 |  | 2 | 1x320 & 1x250 | 570
| 192 | The Head of the Engineering Section, M/s. NIMHANS, Lakkasandra, Hosur main road, Dharmaram College (P), Bengaluru-560029 | S1HT-10 |  |  | S1 | h | 10 | BS1 | 23200 | 10200 | 37500 |  | 1400 | 2500 | 74800 | 149600 | 224400 | 4 | 4x1000 | 4000 | 1 | 2 |  |  |  | 5 |  | 15 |  | 4 | 1x1010 KVA, 415V + 2x437 KVA, 415V and 1x750 | 2634
| 193 | The Head of the Engineering Section, M/s. NIMHANS, Lakkasandra, Hosur main road, Dharmaram College (P), Bengaluru-560029 | S1HT-12 |  |  | S1 |  | 10 | BS1 | 5800 | 6600 | 10000 |  |  | 2000 | 24400 | 48800 | 73200 | 1 | 1x1000 | 1000 | [5 empty] | 4 |  | 4 |  | 6 | 2x320 KVA, 415V + 3x250 KVA, 415V and 1x125 KVA | 1515
| 194 | The Proprietor/ Manager, M/s. The Pride Hotels, No: 93, Richmond road, Bengaluru-560025 | S2HT-171 | 09.06.2017 | 6 | S2 | c | N | BS1 | 5800 | 1100 | 7500 |  | 3000 |  | 17400 | 34800 | 52200 | 1 | 1x990 | 990 | 1 | 1 | B3+B2+B1+G+6UF |  |  | 3 |  |  |  | 1 | 1x380 | 380
| 195 | The Director M/s. Sanjay Gandhi Institute of Trauma and Orthopaedics 1st Block, Byrasandra, Jayanagar East, Bengaluru-560011 | S1HT-11 |  |  | S1 |  | 10 | BS1 | 4200 | 2500 | 5000 |  |  | 1500 | 13200 | 26400 | 39600 | 1 | 1x500 | 500 | [5 empty] | 3 |  | 2 |  | 3 | 1x250 KVA and 2x50 | 350
| 196 | The Proprietor/ Manager, M/s. East Land Holdings, “East Land Citadel”No-102, Hosur Main Road, Madiwala Checkpost, Cavery Layout, Bangalore-560029. | S4HT-338 | 27.06.2017 | 6 | S4 | c | N | BS2 | 5800 | 2900 | 5000 |  | 3000 |  | 16700 | 33400 | 50100 | 1 | 1x750 | 750 | 1 | 1 | LB+UB+G+M+7UF |  |  |  |  | 2 |  | 3 | 2x380+ 1x82.5 | 842.5
| 197 | Sri. Neeraj Chabra, No-72, 4th Cross, 5th Block, JNC Road, Indigo Live Building, Koramangala Industrial Area, Bangalore-560095. | S4HT-461 |  |  | S4 | c | 10 | BS2 | 4200 | 1100 | 5000 |  | 3000 |  | 13300 | 26600 | 39900 | 1 | 1x315 | 315 | 1 | 1 | [5 empty] | 2 |  | 1 | 1x250 | 250
| 198 | The Facility Manager, M/s. Deeta Construction Pvt. Ltd, “Mantri Commercio” Sy No-51/2, 51/3, 51/4, Kariyammana Agrahara Village, Devarabeechanahalli, Bellandur Post, Varthur Hobli, Bangalore-560103. | S7HT-202 |  |  | S7 | c | 11 | BS2 | 24000 | 17400 | 30000 |  | 6000 |  | 77400 | 154800 | 232200 | 2 | 1x1250+1x2000 | 3250 | 1 | 2 | [5 empty] | 12 |  | 3 | 3x1450 | 4350
| 199 | The Manager, M/s. Entertainment Network India Ltd, No-39/2, “Radi Mirchi” 3rd Floor, Sagar Automobiles Building, Bhannerughatta Main Road, D.R.C Post, Bangalore-560029. | S4HT-294 |  |  | S4 | c | 10 | BS2 | 4200 | 2200 |  |  | 700 |  | 7100 | 14200 | 21300 | 1 | 1x315 | 315 | 1 | 1 | [7 empty] | 2 | 1x160+1x250 | 410
| 200 | The Manager, M/s. Nandana Grand Hotel, (Sri. Mahaboob Khan), No-52, Canara bank Road, 5th Cross, 5th Block, Koramangala, Bangalore-560095. | S4HT-280 |  |  | S4 | c | 10 | BS2 | 4200 | 1100 | 5000 |  | 3000 |  | 13300 | 26600 | 39900 | 1 | 1x250 | 250 | 1 | 1 | [5 empty] | 2 |  | 1 | 1x200 | 200
D | 201 | The Manager, M/s. Chandra Sagar Enterprises, No-39/2, Sagar Automobiles, Bhannerughatta Main Road, D.R.C Post, Bangalore-560029 | S4HT-157 |  |  | S4 | c | 10 | BS2 | 5800 | 4400 | 7500 |  | 700 |  | 18400 | 36800 | 55200 | 1 | 1x630 | 630 | 1 | 1 | [5 empty] | 3 |  | 4 | 1x200+1x250+2x125 | 700
| 202 | The Manager, M/s. Sobha Developers Limited, Sy No-51/5P, Near Sakra Hospital, Kariyammana Agrahara Village, Devarabeechanahalli, Bellandur Post, Varthur Hobli, Bangalore-560103. | S7HT-155 |  |  | S7 | c | 11 | BS2 | 12000 | 6600 | 12500 |  | 3000 |  | 34100 | 68200 | 102300 | 1 | 1x2000 | 2000 | 1 | 1 | [5 empty] | 5 |  | 3 | 3x600 | 1800
| 203 | The Manager, M/s. Vishnavi Properties, No-30/1, “Silicon Terrace” “B&C” Block, DOCOMO Building, Hosur Main Road, Koramangala, Bangalore-560095. | S4HT-184 |  |  | S4 | c | 10 | BS2 | 4200 | 1100 | 5000 |  | 1400 |  | 11700 | 23400 | 35100 | 1 | 1x500 | 500 | 1 | 1 | [5 empty] | 2 |  | 1 | 1x320 | 320
| 204 | The Manager, M/s. TATA Teli Services Ltd, (Vishnavi Properties), No-30/1, “Silicon Terrace” “A” Block, DOCOMO Building, Hosur Main Road, Koramangala, Bangalore-560095. | S4HT-176 |  |  | S4 | c | 10 | BS2 | 12000 | 6600 | 5000 |  | 700 |  | 24300 | 48600 | 72900 | 1 | 1x1500 | 1500 | 1 | 1 | [5 empty] | 2 |  | 3 | 2x750+1x600 | 2100
| 205 | Sri. G.B Mohan Kumar, No-151, “Moksha Mansion” Sarjapura Service Road, Bhandan Bank Building, 1st Block, Koramangala, Bangalore-560034. | S4HT-486 |  |  | S4 | c | 10 | BS2 | 4200 | 1100 | 2500 |  | 3000 |  | 10800 | 21600 | 32400 | 1 | 1x250 | 250 | 1 | 1 | [5 empty] | 1 |  | 1 | 1x160 KVA | 160
| 206 | The Manager, M/s. Chandra Sagar Enterprises, No-39/2, Sagar Automobiles, Bhannerughatta Main Road, D.R.C Post, Bangalore-560029. | S4HT-158 |  |  | S4 | c | 10 | BS2 | 4200 | 2200 | 0 |  | 700 |  | 7100 | 14200 | 21300 | 1 | 1x400 | 400 | 1 | 1 | [5 empty] | 0 |  | 2 | 1x160+1x250 | 410
| 207 | M/s. SKF Bearings India (P) Ltd., Plot No: 02, Bommasandra Industrial Area,Hosur road, Anekal Taluk, Bangalore-560099 M/s. SKF Bearings India (P) Ltd., Plot No: 02, Bommasandra Industrial Area, Hosur road, Anekal Taluk, Bangalore-560099 | AKLHT-03 |  |  | AKL | c | 11 | BS2 | 41800 | 18200 |  |  |  |  | 60000 | 120000 | 180000 | 4 | 1x1000+3x1500 | 5500 |  | 0 | [5 empty] | 0 |  | 5 | 4x1000 & 1x1250 | 5250
| 208 | Sri. M.R Jayashankar, “Brigade Mane Court” No-111, 4th C Cross, (Flipkart Building), Koramangala Industrial area, Koramangala, Bangalore-560095. | S4HT-230 |  |  | S4 | c | 10 | BS2 | 4200 | 2200 | 2500 |  | 3000 |  | 11900 | 23800 | 35700 | 1 | 1x500 | 500 | 1 | 1 | [5 empty] | 1 |  | 2 | 1x380+1x200 | 580
| 209 | The Facility Manager, “J.B House” (Bhabatarini Griha Nirman) No-110, 4th C Cross, (Flipkart Building), Koramangala Industrial area, Koramangala, Bangalore-560095. | S4HT-211 |  |  | S4 | c | 10 | BS2 | 4200 | 1100 | 2500 |  | 3000 |  | 10800 | 21600 | 32400 | 1 | 1x500 | 500 | 1 | 1 | [5 empty] | 1 |  | 1 | 1x500 | 500
| 210 | The Manager, M/s. H.D.F.C Bank, #56, “Sai Arcade” Passport Office Building, Sy No-56/P, Devarabeechanahalli Village, Outer Ring Road, Bangalore-560103. | S7HT-116 |  |  | S7 | c | 11 | BS2 |  | 1000 |  |  |  |  | 1000 | 2000 | 3000 | [12 empty] | 1 | 1x50 | 50
| 211 | Smt. Sairani W/o. Krishnaswamy, "Swamy Legato" Building, No-330, Sy No-20/4, 20/7, Kadubeesanahanahalli Village, Outer Ring Road, Bangalore-560103. | S7HT-208 | 24.06.2017 | 6 | S7 | c | N | BS2 | 4200 | 2200 | 5000 |  | 3000 |  | 14400 | 28800 | 43200 | 1 | 1x500 | 500 | 1 | 1 | B+G+6UF |  |  |  |  | 2 |  | 2 | 2x250 | 500
| 212 | The Facility Manager, M/s. Essae Teraoka Ltd, (Standard Chartered Bank Building), No-112, “Vishnavi Serinity” Koramangala Industrial Layout, 5th Block, Koramangala, Bangalore-560095 | S4HT-340 |  |  | S4 | c | 10 | BS2 | 5800 | 2900 | 7500 |  | 3000 |  | 19200 | 38400 | 57600 | 1 | 1x1000 | 1000 | 1 | 1 | [5 empty] | 3 |  | 3 | 1x500+1x380+1x62.5 | 942.5
| 213 | Sri. BH Ramaswamy & Smt. Padmavathi, M/s. Premdeep Promoters, #56, “Sai Arcade” Passport Office Building, Sy No-56/P, Devarabeechanahalli Village, Outer Ring Road, Bangalore-560103. | S7HT-116 |  |  | S7 | c | 11 | BS2 | 5800 | 2200 | 5000 |  | 700 |  | 13700 | 27400 | 41100 | 1 | 1x750 | 750 | 1 | 1 | [5 empty] | 2 |  | 2 | [1x365+1x320 | 685
| 214 | The Principal, M/s. New Horizon Collage of Engineering, Kaverappa Layout, Kadubeechanahalli (V), Outer Ring Road, Pannathur Post, Bangalore-560103. | S7HT-07 |  |  | S7 | c | 11 | BS2 | 4200 | 2200 | 15000 |  | 6000 |  | 27400 | 54800 | 82200 | 1 | 1x500 | 500 | 1 | 2 | [5 empty] | 6 |  | 2 | 1x500+1x250 | 750
| 215 | The Manager, M/s. Akemps, No-28, 3rd Main, 1st Cross, Off. 100 Feet Inner Ring Road, Ashwini Layout, Ejipura, Bangalore- 560047. | S3HT-140 |  |  | S3 | c | 10 | BS2 | 4200 | 2200 | 5000 |  | 3000 |  | 14400 | 28800 | 43200 | 1 | 1x500 | 500 | 1 | 1 | [5 empty] | 2 |  | 2 | 1x180+1x380 | 560
| 216 | Sri. Prabhakar Reddy, M.T.R Foods Building, No-01, 100 feet Inner Ring Road, Ashwini Layout, Ejipura, Bangalore- 560047. | S3HT-178 |  |  | S3 | c | 10 | BS2 | 5800 | 2900 | 10000 |  | 3000 |  | 21700 | 43400 | 65100 | 1 | 1x750 | 750 | 1 | 1 | [5 empty] | 2 | 2 | 3 | 2x250+1x82.5 | 582.5
| 217 | The Manager, M/s. Ujjivan Financial Services Pvt. Ltd, (Sri. K.M Muni Reddy), “Grape Garden” #27, 3rd A Cross, 18th Main, 6th Block, Koramangala, Bangalore- 560095. | S4HT-88 |  |  | S4 |  | 10 | BS2 | 4200 | 3300 | 2500 |  | 700 |  | 10700 | 21400 | 32100 | 1 | 1x500 | 500 | 1 | 1 | [5 empty] | 1 |  | 3 | 1x380+2x160 | 700
| 218 | Sri. K.M Rajgopal Reddy, “Grape Garden” #23, 3rd A Cross, 18th Main, 6th Block, Koramangala, Bangalore- 560095. | S4HT-119 |  |  | S4 | c | 10 | BS2 | 5800 | 2200 | 2500 |  | 700 |  | 11200 | 22400 | 33600 | 1 | 1x630 | 630 | 1 | 1 | [5 empty] | 1 |  | 1 | 1x625 | 625
| 219 | Sri. Ramaraju No-10, 3rd Main, 1st Cross, Off. 100 Feet Inner Ring Road, Ashwini Layout, Ejipura, Bangalore- 560047. | S3HT-75 |  |  | S3 | c | 10 | BS2 | 4200 | 1100 | 5000 |  | 700 |  | 11000 | 22000 | 33000 | 1 | 1x500 | 500 | 1 | 1 | [5 empty] | 2 |  | 1 | 1x250 | 250
| 220 | The Facility Manager, M/s. N.M.Z Constructions, “RMZ Gate Way” No-63, 100 feet road, Sony World Signal, 4th Block, Koramangala, Bangalore-560034. | S4HT-215 |  |  | S4 | c | 10 | BS2 | 4200 | 3200 | 2500 |  | 700 |  | 10600 | 21200 | 31800 | 1 | 1x250 | 250 | 1 | 1 | [5 empty] | 1 |  | 4 | 1x125+1x50+2x75 | 325
| 221 | Sri. S.N Srinivas Reddy, Reliance Jewells Building, #68, 80 Feet Road, 4th Block, Koramangala, Bangalore- 560034. | S4HT-415 |  |  | S4 | c | 10 | BS2 | 4200 | 1100 | 2500 |  | 700 |  | 8500 | 17000 | 25500 | 1 | 1x500 | 500 | 1 | 1 | [5 empty] | 1 |  | 1 | 1x500 | 500
| 222 | The Manager, M/s. Applicomp (India) Ltd, Sy No: 6-11, Videocon Factory, Krishnasagar Village, Hosur Road, Opp. Hotel La-Classic, Attibele (P), Attibele (H), Anekal Taluk, Bangalore-562107. | CDPHT-482 |  |  | CDP | c | 11 | BS1 | 102400 | 16700 |  |  |  |  | 119100 | 238200 | 357300 | 11 | 6x1250, 1x1250 , 2x500,1x400, 1x750 | 10900 | [9 empty] | 6 | 2x2.5 MW , 1x750+2x160+1x62.5 | 5972.5
| 223 | The Proprietor/Manager, M/s. SABIC Research and Technology Pvt. Ltd, #83 & 84, Chikkadevnnasandra Village, Sarjapura Post, Sarjapura Hobli, Anekal Taluk, Bangalore-562125. | ATBHT-126 | 12.06.2017 | 6 | ATB |  | N | BS2 | 36000 | 17300 | 12500 |  |  |  | 65800 | 131600 | 197400 | 1 | 3x1600 | 4800 | [7 empty] | 5 |  | 4 | 1x2000+2x1250+1x500 | 5000
| 224 | The Manager, M/s. Schneider Electric India (P) Ltd, Plot No: 12-A, K.I.A.D.B Industrial Area,Attibele at (P), Attibele (H), Anekal Taluk, Hosur Road, Bangalore-562107. | CDPHT-599 |  |  | CDP | c | 10 | BS1 | 28200 | 8000 |  |  |  |  | 36200 | 72400 | 108600 | 3 | 2x2000+ 1x300 | 4300 | [9 empty] | 3 | 1x1010+2x500 | 2010
| 225 | The Manager, M/s. Ashrivad Pipes Pvt. Ltd, Plot No: 4B, K.I.A.D.B Attibele Industrial Area, Attibele (P), Attibele (H), Anekal Taluk, Hosur Road, Bangalore-562107. | CDPHT-536 |  |  | CDP | c | 10 | BS1 | 12000 | 11600 |  |  |  |  | 23600 | 47200 | 70800 | 1 | 1x3500 | 3500 | [9 empty] | 2 | 2x1500 | 3000
| 226 | The Manager, M/s. Buhler India (P) Ltd, Plot No: 13-D, 12 D, 13 C and 13-B, K.I.A.D.B Industrial Area, Attibele at (P), Attibele (H), Anekal Taluk, Hosur Road, Bangalore-562107. | AKLHT-147 |  |  | AKL | c | 10 | BS2 | 17800 | 5500 | 15000 |  | 3000 |  | 41300 | 82600 | 123900 | 2 | 1x2500+1x750 | 3250 | 1 | 1 | [5 empty] | 6 |  | 5 | 4x500+1x200 | 2200
| 227 | Sri Yagnanarayana.K & K. Vasanthi, C/o. M/s. Axis Bank Ltd.,No: 08, Old No: 1380/1381, 32rd Cross, 4th 'T' Block, Jayanagar, Bengaluru-560041 | S1HT-159 |  |  | S1 | c | 11 | BS1 | 4200 | 1100 | 5000 |  | 700 |  | 11000 | 22000 | 33000 | 1 | 1x500 | 500 | 1 | 1 | [5 empty] | 2 |  | 1 | 1x320 | 320
| 228 | Sri. Chandra.A.Pirgal, C/o. M/s. Axis Securities Ltd., No: 1373, 32nd E Cross, 4th T Block, Jayanagar, Bengaluru-560041 | S1HT-211 |  |  | S1 | c | 11 | BS1 | 4200 |  | 2500 |  | 3000 |  | 9700 | 19400 | 29100 | 1 | 1x200 | 200 | 1 | 1 | [5 empty] | 1
| 229 | Sri. Roopesh Anand, M/s. Hotel Nandini, No: 14-37 & 14A-38, 27th cross, 4th block, Jayanagar, Bengaluru-560011 | S1HT-49 |  |  | S1 | c | 11 | BS1 | 4200 | 1100 | 5000 |  | 700 |  | 11000 | 22000 | 33000 | 1 | 1x250 | 250 | 1 | 1 | [5 empty] | 2 |  | 1 | 160 | 160
| 230 | M/s. Sagar Apollo Hospitals, No: 44/54, 30th cross, Tilaknagar, 4th T block, Jayanagar, Bengaluru-560041 | S1HT-52 |  |  | S1 | h | 11 | BS1 | 5800 | 3300 | 12500 |  | 3000 | 500 | 25100 | 50200 | 75300 | 1 | 1x750 | 750 | 1 | 1 |  |  |  | 1 |  | 5 |  | 3 | 2x320 + 1x125 | 765
| 231 | M/s. Nadathur Holdings Investments (P) Ltd., M/s. Shanthi Hospital & Research Centre, No: 307, 40th cross road, 8th Block, Jayanagar, Bengaluru-560070 | S1HT-147 |  |  | S3 | c | 11 | BS1 | 5800 | 2200 | 5000 |  | 700 | 500 | 14200 | 28400 | 42600 | 1 | 1x750 | 750 | 1 | 1 |  |  |  | 1 |  | 2 |  | 2 | 2x320 | 640
| 232 | M/s Relaince Industries, No. 62/2, Richmond road, Bangalore-25 | S3HT-103 |  |  | S3 | c | 11 | BS2 | 5800 | 2200 | 10000 |  | 3000 |  | 21000 | 42000 | 63000 | 1 | 1x1000 | 1000 | 1 | 1 | [5 empty] | 4 |  | 2 | 2X500 | 1000
| 233 | The Secretary, M/s. Community Institute of Management Studies, No: 2/1, 9th main, 9th cross, 2nd Block, Jayanagar, Bengaluru-560011 | S1HT-131 |  |  | S1 | c | 11 | BS1 | 4200 | 1100 | 7500 |  | 700 |  | 13500 | 27000 | 40500 | 1 | 1x250 | 250 | 1 | 1 | [5 empty] | 3 |  | 1 | 140 | 140
| 234 | The Sindhi Youth Association. M/s. P D Hinduja Sindhi Hospital, No: 12/4, 12th A cross, Behind Woodland Hotel, S.R. Nagar, Bengaluru-560027 | S2HT-196 & S2EH4907 |  |  | S2 | c | 11 | BS1 | 4200 | 2200 | 7500 |  | 700 | 500 | 15100 | 30200 | 45300 | 1 | 1x160 | 160 | 1 | 1 |  |  |  | 1 |  | 3 |  | 2 | 2x160 | 320
| 235 | M/s. Hotel BEST WESTERN PLUS Jagadish, No: 51, Old No: 664, 11th main,Jayanagar, Bengaluru-560011 | S1HT-225 |  |  | S1 | c | 11 | BS1 | 4200 | 1100 | 5000 |  | 3000 | 500 | 13800 | 27600 | 41400 | 1 | 1x250 | 250 | 1 | 1 |  |  |  | 1 |  | 2 |  | 1 | 200 | 200
| 236 | M/s. Ramanashree Shopping Market (P) Ltd., “Hotel Ramanashree”, No: 16/1, S R Nagar, Rajaram mohan roy road, Bengaluru-560027 | S2HT-09 |  |  | S2 | c | 11 | BS1 | 5800 | 2200 | 7500 |  | 700 |  | 16200 | 32400 | 48600 | 1 | 1x630 | 630 | 1 | 1 | [5 empty] | 3 |  | 2 | 125&250 | 375
| 237 | Smt. Udaya & others, G.P.A: Sri P. Bhaskar Naidu, “The High Street Mall”, No: 62, 31st cross, 11th main, Jayanagar, Bengaluru-560011 | S1HT-163 |  |  | S1 | c | 11 | BS1 | 5800 | 2200 | 10000 |  | 3000 |  | 21000 | 42000 | 63000 | 1 | 1x1000 | 1000 | 1 | 1 | [5 empty] | 4 |  | 2 | 250&320 | 570
| 238 | Smt. Shakunthalamma & A Lalitha, “Sri Ranga Complex” No-1-2/1, Opp. Forum Mall, Bhuvanappa Layout, Hosur Main Road, DRC Post, Bangalore-560029. | S4HT-296 |  |  | S4 | c | 11 | BS2 | 4200 | 1100 | 2500 |  | 700 |  | 8500 | 17000 | 25500 | 1 | 1x400 | 400 | 1 | 1 | [5 empty] | 1 |  | 1 | 200 | 200
| 239 | Sri. Rajappa, “Ganesha Complex” No-271, Near Silk Board, Madiwala Village, BTM 1st Stage, Hosur Main Road, Bangalore-560068. | S4HT-69 |  |  | S4 | c | 11 | BS2 | 4200 | 2200 | 2500 |  | 3000 |  | 11900 | 23800 | 35700 | 1 | 1x750 | 750 | 1 | 1 | [5 empty] | 1 |  | 2 | 500+300 | 800
| 240 | Sri. Chandra Prakesh, “Tapaswiji Arcade” No-186/2, Near Silk Board, BTM 1st Stage, Hosur Main Road, Bangalore-560068. | S4HT-251 |  |  | S4 | c | 11 | BS2 | 4200 | 4400 | 2500 |  | 3000 |  | 14100 | 28200 | 42300 | 1 | 1x500 | 500 | 1 | 1 | [5 empty] | 1 |  | 4 | 2x100+1x110+1x125 | 435
| 241 | Sri. Zafaruddin Abbas Salam, (M/s. Nova Speciality Hospitals) No-143 &144, 1st A Cross, 5th Block, Koramangala, Bangaluru-560095. | S4HT-353 |  |  | S4 | h | 11 | BS2 | 4200 | 1100 | 7500 |  | 700 |  | 13500 | 27000 | 40500 | 1 | 1x500 | 500 | 1 | 1 | [5 empty] | 3 |  | 1 | 320 | 320
| 242 | M/s. Health Care Global Enterprises Ltd., C/o. M/s. Banashankari Medical & Oncology Centre Ltd., No: 07, HCG Tower No: 01 & 02, Mission Road, P. Kalinga rao Road, Bengaluru-560027 | S2HT-131 |  |  | S2 | h | 8 | BS1 | 8400 | 2200 | 10000 |  | 6000 | 1500 | 28100 | 56200 | 84300 | 2 | 1x500+1x315 | 815 | 1 | 4 |  |  |  | 3 |  | 4 |  | 2 | 1x500+ 1x320 | 820
| 244 | M/s. Anthem Biosciences Pvt. Ltd., No. 49 F1 & 49 F2, Canara Bank Road, Bommasandra Indl nArea, Benaluru | CDPHT-199 |  |  | CDP |  | 8 | BS1 | 17800 | 13800 |  |  |  |  | 31600 | 63200 | 94800 | 2 | 1x1500+1x980 | 2480 | [9 empty] | 4 | 2*1010+2*500 | 3020
| 245 | The Facility Manager, M/s. UL India Pvt. Ltd, (M/s. Shrivari Developers), Sy No-129/4, “Kalyani Platina” Block-01, EPIP Zone, Kundalahalli, KR Puram Hobli, Bengaluru-560 066. | S7HT-129 |  |  | S7 | c | 2 | BS2 | 29400 | 2200 | 2500 |  | 700 |  | 34800 | 69600 | 104400 | 1 | 2x1000+1x750+ 1x1500 | 4250 | 1 | 1 | BF+GF+03UF+TF |  |  |  |  | 1 |  | 1 | 600 | 600
| 246 | Sri. M Yogamurthy & Smt. M Geetha, G. R. Pristine, 4th Floor, Kathriguppe, BSK 3rd stage, Bengaluru | S9HT-133 |  |  | S9 | c | 9 | BS1 | 4200 | 1100 | 5000 |  | 700 |  | 11000 | 22000 | 33000 | 1 | 1x250 | 250 | 1 | 1 | [5 empty] | 2 |  | 1 | 125 | 125
| 247 | M/s Ashirwad Pipes Ltd., No. 26, KIADB Indl Area, Attibele Post, Bengaluru | AKLHT-210 |  |  | AKL | c | 10 | BS2 | 12000 | 11600 |  |  |  |  | 23600 | 47200 | 70800 | 1 | 1x3500 | 3500 | [9 empty] | 2 | 2x1500 | 3000
| 248 | Sri Malikarjuna Rao, M/s Roots Corporation Ltd, Ginger Hotel, No 507 to 510 Amarnajali, Inner ring road, Domlur Bangalore-560071 | S3HT-166 | 20.06.2017 | 6 | S3 | c | N | BS2 | 4200 | 2200 | 5000 |  | 700 |  | 12100 | 24200 | 36300 | 1 | 1x500 | 500 | 1 | 1 | B+G+4UF |  |  |  |  | 2 |  | 2 | 125+160 | 285
| 249 | Sri K R Suresh Reddy M/s Hotel Sea Pearl, # 62, 1st Cross, Maruthi Nagar, Madiwala Bangalore. | S4HT-361 |  |  | S4 | c | 11 | BS2 | 4200 | 1100 | 2500 |  | 700 |  | 8500 | 17000 | 25500 | 1 | 1x160 | 160 | 1 | 1 | [5 empty] | 1 |  | 1 | 125 | 125
| 250 | M/s Vidharba Properties Solarpuria Buisness Centre # 93, 4th Block Koramangala, Bangalore-95 | S4HT-258 |  |  | S4 | c | 11 | BS2 | 4200 | 1100 | 2500 |  | 700 |  | 8500 | 17000 | 25500 | 1 | 1x250 | 250 | 1 | 1 | [5 empty] | 1 |  | 1 | 250 | 250
| 251 | M/s Patton Developers Pvt Ltd, No 97, 4th B Cross, 5th Block,Koramangala, Bangalore-95 | S4HT-259 |  |  | S4 | c | 11 | BS2 | 4200 | 1100 | 2500 |  | 700 |  | 8500 | 17000 | 25500 | 1 | 1x250 | 250 | 1 | 1 | [5 empty] | 1 |  | 1 | 250 | 250
| 252 | M/s Patton Developers Pvt Ltd, No 96, 4th B Cross, 5th Block,Koramangala, Bangalore-95 | S4HT-132 |  |  | S4 | c | 11 | BS2 | 4200 | 1100 | 2500 |  | 700 |  | 8500 | 17000 | 25500 | 1 | 1x250 | 250 | 1 | 1 | [5 empty] | 1 |  | 1 | 320 | 320
| 253 | Smt Sudha Shankar & Kailashnath, No 105, Vikas Tech Park, 5th Block,Koramangala, Bangalore-95 | S4HT-357 |  |  | S4 | c | 11 | BS2 | 4200 | 1100 | 2500 |  | 700 |  | 8500 | 17000 | 25500 | 1 | 1x500 | 500 | 1 | 1 | [5 empty] | 1 |  | 1 | 320 | 320
| 254 | Sri Harish & K R Aruna , No 106, 4th C Cross 5th Block,Koramangala, Bangalore-95 | S4HT-447 |  |  | S4 | c | 11 | BS2 | 4200 | 1100 | 2500 |  | 700 |  | 8500 | 17000 | 25500 | 1 | 1x250 | 250 | 1 | 1 | [5 empty] | 1 |  | 1 | 180 | 180
| 255 | Sri Shivakumar T Wadhwa & Others, No. 109, K H Road, Bengaluru. (TVS Suzaki S/R) | S4HT-467 |  |  | S4 | c | 11 | BS2 | 4200 | 1100 | 2500 |  | 700 |  | 8500 | 17000 | 25500 | 1 | 200 | 200 | 1 | 1 | [5 empty] | 1 |  | 1 | 200 | 200
| 256 | M/s Venkateshwara Hospitals, Sri MD Rohit, No 86, Hosur Road, Madiwala Bangalore | S4HT-321 |  |  | S4 | h | 11 | BS2 | 3200 | 700 | 2500 |  | 700 |  | 7100 | 14200 | 21300 | 1 | 1x100 | 100 | 1 | 1 |  |  |  | 1 |  | 1 |  | 1 | 62.5 | 62.5
| 257 | Sri K Ashwath No 18, Krishnanagar, Hosur Main road, Bangalore-29 | S4HT-267 |  |  | S4 | c | 11 | BS2 | 4200 | 1100 | 2500 |  | 700 |  | 8500 | 17000 | 25500 | 1 | 1x200 | 200 | 1 | 1 | [5 empty] | 1 |  | 1 | 100 | 100
| 258 | Sri Kubtal Amin, No 01, Krishna Nagar, Hosur Main road, Bangalore-29 | S4HT-416 |  |  | S4 | c | 11 | BS2 | 4200 | 2200 | 2500 |  | 700 |  | 9600 | 19200 | 28800 | 1 | 1x250 | 250 | 1 | 1 | [5 empty] | 1 |  | 2 | 2X125 | 250
| 259 | Sri Ramakrishna Reddy, No09, Srajapura Road, Jakkasandra 1st Block, Koramangala, Bangalore | S4HT-424 |  |  | S4 | c | 11 | BS2 | 4200 | 700 | 2500 |  | 3000 |  | 10400 | 20800 | 31200 | 1 | 1x500 | 500 | 1 | 1 | [5 empty] | 1 |  | 1 | 82.5 | 82.5
| 260 | Smt B K Pavithra C/o Thamahal P G No 88, 1st Main, Jakkasandra 1st Block, Koramangala, Bangalore | S4HT-459 |  |  | S4 | c | 11 | BS2 | 4200 |  | 2500 |  | 700 |  | 7400 | 14800 | 22200 | 1 | 1x250 | 250 | 1 | 1 | [5 empty] | 1
| 261 | ittna proeprties Pvt Ltd, No 380, Srajapura Road, Jakkasandra 1st Block, Koramangala, Bangalore | S4HT-335 |  |  | S4 | c | 11 | BS2 | 4200 | 1100 | 2500 |  | 700 |  | 8500 | 17000 | 25500 | 1 | 1x250 | 250 | 1 | 1 | [5 empty] | 1 |  | 1 | 160 | 160
| 262 | IKP Knowledge Park No 16 Bhuvanappa L/o Tavarekere mainroad Bangalore | S4HT494 |  |  | S4 | c | 11 | BS2 |  | 700 |  |  |  |  | 700 | 1400 | 2100 | [12 empty] | 1 | 62.5 | 62.5
| 263 | Thomas Devasia No 12, 100ft road Dollars Colony BTM 1st stage Bangalore | S4HT381 |  |  | S4 | c | 11 | BS2 | 4200 | 700 | 2500 |  | 700 |  | 8100 | 16200 | 24300 | 1 | 1x160 | 160 | 1 | 1 | [5 empty] | 1 |  | 1 | 82.5 | 82.5
| 264 | Smt Saroja No 16, Bhuvanappa L/o Tavarekere mainroad Bangalore | S4HT494 |  |  | S4 | c | 11 | BS2 | 4200 | 1100 | 5000 |  | 700 |  | 11000 | 22000 | 33000 | 1 | 1x250 | 250 | 1 | 1 | [5 empty] | 2 |  | 1 | 250 | 250
| 265 | Smt K M Indira No 38 100ft road Dollars Colony BTM 1st stage Bangalore | S4HT430 |  |  | S4 | c | 11 | BS2 | 4200 |  | 2500 |  | 700 |  | 7400 | 14800 | 22200 | 1 | 1x250 | 250 | 1 | 1 | [5 empty] | 1
| 266 | Sri V S Reddy Settle Tower No 04 100ft roadBTM 1st stage Bangalore | S4HT275 |  |  | S4 | c | 11 | BS2 | 4200 | 700 | 2500 |  | 3000 |  | 10400 | 20800 | 31200 | 1 | 1x250 | 250 | 1 | 1 | [5 empty] | 1 |  | 1 | 100 | 100
| 267 | Sri Nagappa Reddy, N R Towers No 141, 100ft road BTM 1st stage Bangalore | S4HT141 |  |  | S4 | c | 11 | BS2 | 4200 | 2500 | 2500 |  | 700 |  | 9900 | 19800 | 29700 | 1 | 1x500 | 500 | 1 | 1 | [5 empty] | 1 |  | 3 | 250+100 + 62.5 | 412.5
| 268 | Smt Shakunthalamma & A Lalitha No Sri Ranga Complex ,NO. 2/1 Bhuvanappa L/o, Tavarekere mainroad, Bangalore-560029 | S4HT-296 | 27.06.2017 | 6 | S4 | c | N | BS2 | 4200 | 1100 | 2500 |  | 700 |  | 8500 | 17000 | 25500 | 1 | 1x400 | 400 | 1 | 1 | B+G+4UF |  |  |  |  | 1 |  | 1 | 200 | 200
| 268A | The Proprietor/Manager, M/s. Vitamin Palace, Ground Floor, C/o Sri Ranga Complex ,NO. 2/1 Bhuvanappa L/o, Tavarekere mainroad, Bangalore-560029 | S4HT-296 | 27.06.2017 | 6 | S4 |  |  | BS2 |  | 700 |  |  |  |  | 700 | 1400 | 2100 | [12 empty] | 1 | 62.5 | 62.5
| 269 | M/s Pizza No.38 100Ft road Dollars Scheme BTM 1st stage new silk Borad Bangalore | S4HT430 |  |  | S4 | c | 11 | BS2 |  | 2000 |  |  |  |  | 2000 | 4000 | 6000 | [12 empty] | 1 | 50 | 50
| 270 | The Proprietor/Manager, M/s. Halcyon Hotel, C/o. Sri. John K Ninan & Others, No-09, P. Box No-4708, Daffodils Layout, 4th Block, S.T Bed, Srinivagilu, Bangalore-560047. | S3HT-80 | 22.06.2017 | 6 | S3 | c | N | BS2 | 4200 | 2200 | 7500 |  | 700 |  | 14600 | 29200 | 43800 | 1 | 1x500 | 500 | 1 | 1 | B+G+4UF |  |  |  |  | 3 |  | 2 | 1x320+1x250 | 570
| 271 | The Proprietor/Manager, M/s. JAK Associates, “Ramada Enora” Hotel, No-282 to 285, 100 feet Road, Amarajyothi HBCS Layout, Dommalur, Bangalore-560047. | S3HT-184 | 21.06.2017 | 6 | S3 | c | N | BS2 | 5800 | 2200 | 7500 |  | 3000 |  | 18500 | 37000 | 55500 | 1 | 1x750 | 750 | 1 | 1 | B+G+7UF |  |  |  |  | 3 |  | 2 | 1x400+1x500 | 900
| 272 | Smt. A Vindyavali & Others, M/s. Maruthi Suzuki Building, Sy No-72/38, No-541, 542 & 543, 100 feet Ring road, Amarajyothi HBCS Layout, Domlur, Bangalore-560071. | S3HT-148 | 21.06.2017 | 6 | S3 | c | N | BS2 | 4200 | 1400 | 2500 |  | 700 |  | 8800 | 17600 | 26400 | 1 | 1x250 | 250 | 1 | 1 | B+G+4UF |  |  |  |  | 1 |  | 2 | 2x75 | 150
| 273 | The Proprietor/Manager, M/s. Shilton Royal Hotel No-09, 100 feet Road, Ejipura, Near Sony World Signal, Bangalore-560047. | S3HT-128 | 22.06.2017 | 6 | S3 | c | N | BS2 | 4200 | 1100 | 5000 |  | 3000 |  | 13300 | 26600 | 39900 | 1 | 1x250 | 250 | 1 | 1 | B+G+5UF |  |  |  |  | 2 |  | 1 | 1x250 | 250
| 274 | The Proprietor/Manager, M/s. “Adarsha Regent”, C/o. Adarsha Developers, No-60, 100 feet ring road, Domlur layout, Near Domlur Bridge, Bangalore-560071. | S3HT-69 | 21.06.2017 | 6 | S3 | c | N | BS2 | 5800 | 2200 | 5000 |  | 3000 |  | 16000 | 32000 | 48000 | 1 | 1x630 | 630 | 1 | 1 | B+G+6UF |  |  |  |  | 2 |  | 2 | 1x320+1x160 | 480
| 275 | The Manager/ Proprietor, M/s. Anjaneya Corporate Services Pvt. Ltd, “Anjaneya Tech Park” (Sri. Raghava Reddy & R Dasarath) No-147, HAL Airport Road, Kodihalli, Bangalore-560017. | S3HT-112 |  |  | S3 | c | N | BS2 | 12000 | 6600 | 10000 |  | 700 |  | 29300 | 58600 | 87900 | 1 | 1x1500 | 1500 | 1 | 1 | [5 empty] | 4 |  | 3 | 3x625 | 1875
| 276 | Smt. D. Sharadha & Others, M/s. DSR Ridge, No-296, The More Shop Building, 7th Cross, 7th Main, Domlur Layout, Bangalore-560071. | S3HT-142 | 20.06.2017 | 6 | S3 | c | N | BS2 | 4200 | 700 | 2500 |  | 700 |  | 8100 | 16200 | 24300 | 1 | 1x250 | 250 | 1 | 1 | B+G+4UF |  |  |  |  | 1 |  | 1 | 1x82.5 | 82.5
| 277 | The Proprietor/Manager, M/s. The More Shop, C/o DSR Ridge Building, No-296, 7th Cross, Domlur Layout, Bangalore-560071. | S3HT-142 | 20.06.2017 | 6 | S3 |  | N | BS2 |  | 1000 |  |  |  |  | 1000 | 2000 | 3000 | [12 empty] | 1 | 15 | 15
| 278 | The Proprietor/Manager, M/s. Prestige Corniche, (Sri. Sharifulla Shariff), No-62, Shapphire Toys Building, Richmond Road, Bangalore-560047. | S3HT-85 | 22.06.2017 | 6 | S3 | c | N | BS2 | 5800 | 1100 | 5000 |  | 700 |  | 12600 | 25200 | 37800 | 1 | 1x750 | 750 | 1 | 1 | B+G+M+3UF |  |  |  |  | 2 |  | 1 | 1x500 | 500
| 279 | The Manager/ Chief Engineer, M/s. Hotel Royal Orchid, No-01, Golf Avenue, Adjoining KGA Golf Course, HAL Airport Road , Bangalore-560008. | S3HT-64 |  |  | S3 | c | N | BS2 | 5800 | 4400 | 15000 |  | 3000 |  | 28200 | 56400 | 84600 | 1 | 1x750 | 750 | 1 | 1 | [5 empty] | 6 |  | 3 | 2x360+1x750 | 1470
| 280 | Sri. Gyanendra & M. Kamalesh, M/s. Samyakk Building, No- 24, D’ Souza Circle, Richmond Road, Opp. Lift Style, Bangalore-560047. | S3HT-110 | 22.06.2017 | 6 | S3 | c | N | BS2 | 4200 | 1100 | 2500 |  | 700 |  | 8500 | 17000 | 25500 | 1 | 1x250 | 250 | 1 | 1 | G+4UF |  |  |  |  | 1 |  | 1 | 1x250 | 250
| 281 | The Proprietor/ Manager, M/s. BHF International Pvt. Ltd, Ground Floor (107), No-15, “Oxford House” Rustum Bagh Road, HAL Road, K.C Valley, Bangalore-560017. | S3HT-36 | 28.06.2017 | 6 | S3 |  | N | BS2 |  | 1000 |  |  |  |  | 1000 | 2000 | 3000 | [12 empty] | 1 | 25 | 25
| 282 | The Proprietor/ Manager, M/s. Manipal Ankur 1st Floor, “Oxford House” No-15, Rustum Bagh Road, HAL Road, K.C Valley, Bangalore-560017. | S3HT-36 | 28.06.2017 | 6 | S3 |  | N | BS2 |  | 700 |  |  |  |  | 700 | 1400 | 2100 | [12 empty] | 1 | 50 | 50
| 283 | Sri. P.M Anantha Narayana & Others, M/s. Knight Riders Building, Next to TATA Motors, 100 feet Ring Road, Amarajyothi Layout, Dommalur, Bangalore-560071. | S3HT-141 | 21.06.2017 | 6 | S3 | c | N | BS2 | 4200 | 1100 | 2500 |  | 700 |  | 8500 | 17000 | 25500 | 1 | 1x250 | 250 | 1 | 1 | B+G+4UF |  |  |  |  | 1 |  | 1 | 160 | 160
| 284 | Sri. Dharanish, “Solitair”building, No-139/26, Near Honda Show Room, 100 feet Ring Road, Amarajyothi Layout, Dommalur, Bangalore-560071. | S3HT-139 | 21.06.2017 | 6 | S3 | c | N | BS2 | 5800 | 3300 | 7500 |  | 700 |  | 17300 | 34600 | 51900 | 1 | 1x1000 | 1000 | 1 | 1 | B+G+4UF |  |  |  |  | 3 |  | 3 | 3x400 | 1200
| 285 | The Proprietor/Manager, M/s. Manipal Hospital, 5th Floor, “Oxford House”No-15, Rustum Bagh Road, HAL Road, K.C Valley, Bangalore-560017. | S3HT-36 | 28.06.2017 | 6 | S3 |  | N | BS2 |  | 1100 |  |  |  |  | 1100 | 2200 | 3300 | [12 empty] | 1 | 250 | 250
| 286 | The Proprietor/Manager, M/s. Manipal Health Enterprises Pvt. Ltd,“The Annexe”, No-06, Rustum Bagh Road, HAL Road, Bangalore-560017. | S3HT-174 | 28.06.2017 | 6 | S3 | h | N | BS2 | 4200 | 1100 | 5000 |  | 3000 |  | 13300 | 26600 | 39900 | 1 | 1x400 | 400 | 1 | 1 | B+G+M+4UF |  |  |  |  | 2 |  | 1 | 180 | 180
| 287 | The Proprietor/ Manager, M/s. Anand Trilok Constructions, No-15, “Oxford House” Rustum Bagh Road, HAL Road, K.C Valley, Bangalore-560017. | S3HT-36 | 28.06.2017 | 6 | S3 | c | N | BS2 | 4200 | 1100 | 5000 |  | 3000 |  | 13300 | 26600 | 39900 | 1 | 1x500 | 500 | 1 | 1 | B+G+5UF |  |  |  |  | 2 |  | 1 | 125 | 125
| 288 | Sri. M.T.P Abdul Jabbar No-21, Rustum Bagh Road, HAL Road, Kodihalli, Bangalore-560017. | S3HT-175 |  |  | S3 | c | N | BS2 | 4200 | 700 | 2500 |  | 700 |  | 8100 | 16200 | 24300 | 1 | 1x200 | 200 | 1 | 1 | [5 empty] | 1 |  | 1 | 100 | 100
| 289 | Sri. M Thangarajan, M/s. Unitus Technology Centre, Near TATA Motors, No-101, 100 feet Ring Road, Amarajyothi Layout, Dommalur, Bangalore-560071. | S3HT-132 | 21.06.2017 | 6 | S3 | c | N | BS2 | 4200 | 1100 | 2500 |  | 3000 |  | 10800 | 21600 | 32400 | 1 | 1x500 | 500 | 1 | 1 | B+G+5UF |  |  |  |  | 1 |  | 1 | 360 | 360
| 290 | The Proprietor/Manager, M/s. Webenza India Pvt. Ltd, No-15, 3rd Floor, “Oxford House” Rustum Bagh Road, HAL Road, K.C Valley, Bangalore-560017. | S3HT-36 | 28.06.2017 | 6 | S3 |  | N | BS2 |  | 1700 |  |  |  |  | 1700 | 3400 | 5100 | [12 empty] | 1 | 82.5 | 82.5
| 291 | The Proprietor/Manager, M/s. “Connection Point Building”, No-1/9, HAL Airport Exit Road, Konena Agrahara, Bangalore-560017. | S3HT-181 | 20.06.2017 | 6 | S3 | c |  | BS2 |  |  | 5000 |  | 3000 |  | 8000 | 16000 | 24000 |  |  |  | 1 | 1 | B+G+5UF |  |  |  |  | 2
| 291A | The Proprietor/Manager, M/s. Airtel Ltd, “Connection Point Building”, No-1/9, HAL Airport Exit Road, Konena Agrahara, Bangalore-560017. | S3HT-181 | 20.06.2017 | 6 | S3 |  | N | BS2 |  | 700 |  |  |  |  | 700 | 1400 | 2100 | [12 empty] | 1 | 25 | 25
| 291B | The Proprietor/Manager, M/s. Flyjac, 4th Floor, “Connection Point Building”, No-1/9, HAL Airport Exit Road, Konena Agrahara, Bangalore-560017. | S3HT-181 | 20.06.2017 | 6 | S3 |  |  | BS2 |  | 700 |  |  |  |  | 700 | 1400 | 2100 | [12 empty] | 1 | 25 | 25
| 292 | The Proprietor/Manager, M/s. Blue Dart, “Connection Point Building”, No-1/9, HAL Airport Exit Road, Konena Agrahara, Bangalore-560017. | S3HT-181 | 20.06.2017 | 6 | S3 |  |  | BS2 | 4200 | 2200 |  |  |  |  | 6400 | 12800 | 19200 | 1 | 1x315 | 315 | [9 empty] | 2 | 2x200 | 400
| 293 | The Proprietor/Manager M/s. Hotel Pigeon International, # 33, 5th Cross Road, HAL Airport Exit Road, Konena Agrahara, Bangalore-560017. | S3HT-72 | 20.06.2017 | 6 | S3 | c | N | BS2 | 4200 | 1100 | 5000 |  | 3000 |  | 13300 | 26600 | 39900 | 1 | 1x400 | 400 | 1 | 1 | B+G+6UF |  |  |  |  | 2 |  | 1 | 1x200 | 200
| 294 | Sri. Thippareddy, No-1/9, “Connection Point” HAL Airport Arrival Road, (Blue Dart Building) Konena Agrahara, Murugesha Palya, Bangalore-560017. | S3HT-MGP479 |  |  | S3 | c | 2 | BS2 |  |  | 5000 |  | 700 |  | 5700 | 11400 | 17100 |  |  |  | 1 | 1 | B+G+4 |  |  |  |  | 2
| 295 | Kidwai Memorial Institute of Oncology, Dr. M. H Marigowda Road, Hombegowda Nagar, Dharmaram College (P), Bengaluru | s1ht-68 |  |  | S1 |  | 10 | BS1 | 8400 | 8000 | 12500 |  |  |  | 28900 | 57800 | 86700 | 2 | 2x500 | 1000 | [7 empty] | 5 |  | 8 | 500+2x250+200+2x125+82.5+50 | 1457.5
| 296 | The Proprietor/Manager, M/s Krishniah Chetty and Sons, ( Building of Sri K T Narayana Swamy & Smt H Suguna), No 517/41, 46th Cross, 5th Block, Jaynagara, Bangalore.-560041 | S6HT-186 | 23.06.2017 | 6 | S6 | c | N | BS1 | 5800 | 1100 | 5000 |  | 700 |  | 12600 | 25200 | 37800 | 1 | 1x750 | 750 | 1 | 1 | B+G+4 |  |  |  |  | 2 |  | 1 | 1x500 | 500
| 297 | The Principal, M/s. KIMS Medical College, BSK 2nd Stage, Near BDA Complex, Bangalore-560070 | S9HT-53 | 17.06.2017 | 6 | S9 | h | N | BS1 | 4200 | 1100 | 7500 |  | 3000 |  | 15800 | 31600 | 47400 | 1 | 1x500 | 500 | 1 | 3 | G+6UF |  |  |  |  | 3 |  | 1 | 1x160 | 160
| 298 | The Proprietor/Manager, M/s Sagar Hospitals, Shavige Malleshwara Hills, Kumarswamy L/o, Bangalore-78 | S5HT-90 | 17.06.2017 | 6 | S5 | h | N | BS1 | 12000 | 3300 | 12500 |  | 3000 |  | 30800 | 61600 | 92400 | 1 | 1x1250 | 1250 | 1 | 1 | G+6UF+TF |  |  |  |  | 5 |  | 3 | 3X500 | 1500
| 299 | The Proprietor/Manager,M/s Dayananda Sagar Institutions, Shavige Malleshwara Hills, Kumarswamy L/o, Bangalore-78 | S5HT-36 | 17.06.2017 | 6 | S5 | c | N | BS1 | 12000 | 3300 | 32500 |  | 15700 |  | 63500 | 127000 | 190500 | 1 | 1x1600 | 1600 | 1 | 6 | G+6UF+TF, G+6UF, G+6UF, G+6UF,GF+7UF, G+5uf |  |  |  |  | 13 |  | 3 | 2X250+400 | 900
| 300 | The Proprietor/Manager, M/s Shree Krishna Spinning & weaving Mills Pvt Ltd, Subram Ananyapura, Bangalore-61 | S5HT-02 | 17.06.2017 | 6 | S5 |  | N | BS1 | 27800 | 6600 | 2500 |  |  |  | 36900 | 73800 | 110700 | 1 | 1x1500+2x950+1X500 | 3900 | [7 empty] | 1 |  | 4 | 725+2x500+750 | 2475
| 301 | The Vice Chancellor, M/s PES University, 100Ft ring Road, BSK 3rd Stage, Hoskerehalli, Bangalore-560085 | S9HT-02 | 17.06.2017 | 6 | S9 | c | N | BS1 | 5800 | 5800 | 22500 |  | 10400 |  | 44500 | 89000 | 133500 | 1 | 1x1000 | 1000 | 1 | 5 | B+G+4UF, G+8UF, B+G+8UF, B+G+6UF, B+G+4UF |  |  |  |  | 9 |  | 6 | 2x500+1x200+1x125+2x25 | 1375
D | 302 | The Proprietor/Manager, M/s Mylan Laboratories Ltd, No 646/154/11/14, Strides House, Bilekahalli, BG Road, Bangalore-560076 | S6HT-10 | 23.06.2017 | 6 | S6 | c | N | BS1 | 12000 | 15400 | 22500 |  | 5100 |  | 55000 | 110000 | 165000 | 1 | 1x3000 | 3000 | 1 | 4 | B+G+3UF, B+G+3UF, LB+UB+GF+4UF, G+4UF |  |  |  |  | 9 |  | 9 | 2x750, 1x600,2x575, 1x 500, 2 x380, 1x180 | 4690
| 303 | The Proprietor/Manager, M/s. Honeywell Technology Solutions Pvt. Ltd., (Mercury, Mars, Uranus, Pluto and MLCP Blocks) Sy. No. 151/1, Doresani Palya, Bannerghatta Road, Bengaluru-560076 | S6HT-15 | 23.06.2017 | 6 | S6 | c | N | BS1 | 27800 | 17400 | 27500 |  | 12700 |  | 85400 | 170800 | 256200 | 1 | 1x500+1x750+1x2000+1x1000 | 4250 | 1 | 5 | B+G+4UF, B+G+6UF, B+G+6UF, B+G+6UF, B+G+7UF |  |  |  |  | 11 |  | 3 | 3x1500 | 4500
| 304 | The Proprietor/Manager, M/s. Honeywell Technology Solutions Pvt. Ltd., (Neptune Block) (Building of Smt. Anthonamma), Sy. No. 152/9, 152/10, Doresani Palya, Bannerghatta Road, Bengaluru-560076 | S6HT-203 | 23.06.2017 | 6 | S6 | c | N | BS1 | 4200 | 1100 | 5000 |  | 700 |  | 11000 | 22000 | 33000 | 1 | 1x500 | 500 | 1 | 1 | B+G+3UF |  |  |  |  | 2 |  | 1 | 1x500 | 500
| 305 | The Proprietor/Manager, M/s. Honeywell Technology Solutions Pvt. Ltd., (Galaxy Block) Sy. No. 152/9, 152/10, Doresani Palya, Bannerghatta Road, Bengaluru-560076 | S6HT-213 | 23.06.2017 | 6 | S6 | c | N | BS1 | 4200 | 1100 | 5000 |  | 700 |  | 11000 | 22000 | 33000 | 1 | 1x500 | 500 | 1 | 1 | B+G+3UF |  |  |  |  | 2 |  | 1 | 1x500 | 500
| 306 | The Proprietor/Manager, M/s Vasan Eye Care Hospital, No 28 & 29, 4th Block, Jayanagar, Bangalore 560011 | S1HT-143 | 09.06.2017 | 6 | S1 | h | N | BS1 | 4200 | 1100 | 2500 |  | 3000 |  | 10800 | 21600 | 32400 | 1 | 1x250 | 250 | 1 | 1 | B+G+5UF |  |  |  |  | 1 |  | 1 | 250 | 250
| 307 | The Proprietor/Manager, M/s. Hotel Kanditree, No: 118, 8th Main Road, 4th Block, Jayanagar, Bangalore-560011 | S1HT-129 | 09.06.2017 | 6 | S1 | c | N | BS1 | 4200 | 1100 | 5000 |  | 3000 |  | 13300 | 26600 | 39900 | 1 | 1x315 | 315 | 1 | 1 | B+G+5UF |  |  |  |  | 2 |  | 1 | 160 | 160
| 308 | The Proprietor/Manager, M/s. Adcock Ingram Limited, ( A Medreich Group Company), No. 49 'C' & 'D', 3rd cross, KIADB Industrial Area,Bommasandra, Bengaluru-560099 | CDPHT-148 | 12.06.2017 | 6 | CDP | c | N | BS1 | 12000 | 9800 | 10000 |  | 3000 |  | 34800 | 69600 | 104400 | 1 | 1x2000 | 2000 | 1 | 1 | B+G+3UF |  |  |  |  | 4 |  | 3 | 2x650 KVA and 1x1125 KVA | 2425
| 309 | The Proprietor/Manager, M/s Hotel La Classic, C/o K Ramesh , NO.158, Yadavanahalli Village, Attibele, Hosur road, Anekal Taluk, Bangalore. 562107 | CDPHT-561 | 12.06.2017 | 6 | CDP | c | N | BS1 | 5800 | 2200 | 10000 |  | 3000 |  | 21000 | 42000 | 63000 | 1 | 1x750 | 750 | 1 | 1 | B+G+6Uf |  |  |  |  | 4 |  | 2 | 2X365 | 730
| 310 | The Proprietor/Manager,M/s. Genova Development Services Limited, Plot No: 36, 3rd cross, KIADB Bommasandra Industrial Area, Bommasandra, Bengaluru-560099 | CDPHT-467 | 12.06.2017 | 6 | CDP | c | N | BS1 | 4200 | 2200 | 5000 |  | 700 |  | 12100 | 24200 | 36300 | 1 | 1x500 | 500 | 1 | 1 | G+3UF |  |  |  |  | 2 |  | 2 | 380+125 | 505
| 311 | The Proprietor/Manager, M/s Apotex research (P) LTD, Plot No:02, 4th Phase, KIADB Industrial area, Bommasandra, Jigani Link Road, Bangalore 560099. | CDPHT-379 | 12.06.2017 | 6 | CDP | c | N | BS1 | 36000 | 28200 | 25000 |  | 3000 |  | 92200 | 184400 | 276600 | 1 | 2x3000+2000 | 8000 | 1 | 1 | B+G+3UF |  |  |  |  | 10 |  | 7 | 3X600+ 3X1030 + 2030 | 6920
| 312 | NITIN .C.SHAH, (M/s DHL BUILDING), OLD Airport Road, Kodihalli, Bengaluru-08 | S3HT-057 |  |  | S3 | c |  | BS2 | 4200 | 1100 | 2500 |  | 3000 |  | 10800 | 21600 | 32400 | 1 | 1x250 | 250 | 1 | 1 | [5 empty] | 1 |  | 1 | 1x180 | 180
| 313 | The Chief Engineer, M/s. Cartier Hotels & Resorts, (Smt. Salima Sharif) No-32/30, 31, Silver Spring Layout, Airport-Varthur Main Road, Munnekolalu, Marathalli, Bangalore-560 037. | S7HT-103 |  |  | S7 | c | 2 | BS2 | 4200 | 1100 | 5000 |  | 3000 |  | 13300 | 26600 | 39900 | 1 | 1x500 | 500 | 1 | 1 | BF+GF+06UF |  |  |  |  | 2 |  | 1 | 1x500 | 500
| 314 | The Manager, M/s. Hotel Nandini, No-01 Kh No-89/2/1, Opp. Multiplex, Marathalli Outer ring Road, Munnekolalu, Marathalli, Bangalore-560037. | S7HT-190 |  |  | S7 | c | 11 | BS2 | 4200 | 1100 | 2500 |  | 3000 |  | 10800 | 21600 | 32400 | 1 | 1x250 | 250 | 1 | 1 | [5 empty] | 1 |  | 1 | 125 | 125
| 315 | The Facility Manager, M/s. Sollarpuria Supreme, No- 92/5, Outer Ring Road, Near Marathalli Bridge, Marathalli, Bangalore-560037. | S7HT-34 |  |  | S7 | c | 11 | BS2 | 24000 | 6600 | 15000 |  | 700 |  | 46300 | 92600 | 138900 | 2 | 2x1600 | 3200 | 1 | 1 | [5 empty] | 6 |  | 4 | 2x725+2x500 | 2450
| 316 | The Store Manager, M/s. Home Towne Venture, (Sri. A Gopal Reddy & Sri. A Srinivas Reddy) No-92/1, Near Multiplex, Outer Ring Road, Marathalli, Bangalore-560037. | S7HT-90 |  |  | S7 | c | 11 | BS2 | 12000 | 6900 | 27500 |  | 700 |  | 47100 | 94200 | 141300 | 1 | 1x1750 | 1750 | 1 | 1 | [5 empty] | 3 | 8 | 3 | 2x1010+1x320 | 2340
| 317 | The Facility Manager, M/s. Sollarpuria Hallmark, Sy No- 15/3 & 16, Outer Ring Road, Opp. New Horizon College, Kadubeechanahalli, Bangalore-560103. | S7HT-49 |  |  | S7 | c | 11 | BS2 | 24000 | 13200 | 25000 |  | 1400 |  | 63600 | 127200 | 190800 | 2 | 2x2000 | 4000 | 1 | 2 | [5 empty] | 10 |  | 6 | 6x725 | 4350
| 318 | The Proprietor/ Manager, M/s. Sasken Technologies Ltd., No-139/25, Amarajyothi Layout, Dommalur, Bangalore-560071. | S3HT-63 | 20.06.2017 | 6 | S3 | c | N | BS2 | 12000 | 12700 | 20000 |  | 3000 |  | 47700 | 95400 | 143100 | 1 | 1x2000 | 2000 | 1 | 1 | LB+UB+G+6UF |  |  |  |  | 8 |  | 3 | 2x1000+1x500 | 2500
| 319 | The Proprietor/Manager, M/s. Paul Resorts & Hotels Pvt. Ltd, No-139/28, 3rd Main, Amarajyothi West Wing, Dommalur, Bangalore-560071. | S3HT-131 | 20.06.2017 | 6 | S3 | c | N | BS2 | 5800 | 1100 | 10000 |  | 700 |  | 17600 | 35200 | 52800 | 1 | 1x1000 | 1000 | 1 | 1 | B+G+4UF |  |  |  |  | 4 |  | 1 | 1x320 | 320
| 320 | The Proprietor/ Manager, M/s. Salarpuria Touchstone, Sy No- 15/1A, Outer Ring Road, Kadubeesanahalli Village, Opp. New Horizon College, Pannathur Post, Bangaluru-560102. | S7HT-92 | 24.06.2017 | 6 | S7 | c | N | BS2 | 24000 | 11000 | 20000 |  | 3000 |  | 58000 | 116000 | 174000 | 1 | 2x2000 | 4000 | 1 | 1 | LB+UB+G+6UF |  |  |  |  | 8 |  | 5 | 5x725 | 3625
| 321 | The Facility Manager, M/s. Gopalan Millennium Tower, (Sri. Venkata reddy & Others) No-133, A.E.C.S Layout, I.T.P.L Main Road, Kundalahalli Colony, Bangalore- 560037. | S7HT-23 |  |  | S7 | c | 11 | BS2 | 12000 | 8800 | 10000 |  | 700 |  | 31500 | 63000 | 94500 | 1 | 1x2500 | 2500 | 1 | 1 | [5 empty] | 4 |  | 8 | 6x500+1x125+1x200 | 3325
| 322 | The Proprietor/ Manager,M/s Hotel V T Residency, No. 01, 3rd Cross, Siddaiah Road, Bengaluru 560027 | S2HT-135 | 09.06.2017 | 6 | s2 | c | N | BS2 | 4200 | 1100 | 2500 |  | 700 |  | 8500 | 17000 | 25500 | 1 | 250 | 250 | 1 | 1 | G+5UF |  |  |  |  | 1 |  | 1 | 125 | 125
| 323 | The Proprietor/ Manager, M/s Karnataka State Co-operative Urban Bank Federation, No. 132, K.H. Road, Bengaluru.560027 | S2-HT-147 | 09.06.2017 | 6 | S2 | g | N | BS2 | 4200 | 700 | 2500 |  | 3000 |  | 10400 | 20800 | 31200 | 1 | 250 | 250 | 1 | 1 | B+G+M+4UF |  |  |  |  | 1 |  | 1 | 1x50 | 50
| 324 | The Proprietor/ Manager,M/s Apotex Pharmaceuticals India (P) Ltd., Plot No:01-A, 4th Phase, KIADB Industrial area, Bommasandra, Bangalore-560099. | CDPHT-293 | 12.06.2017 | 6 | CDP |  | N | BS1 | 12000 | 17100 | 17500 |  |  |  | 46600 | 93200 | 139800 | 1 | 1x3150 | 3150 | [7 empty] | 7 |  | 5 | 1x600,2 X1010, 1X625 & 1 X500 | 3745
| 325 | The Proprietor/ Manager, M/s P C Jewellers Ltd, Building Of Sri Veenu Belliappa, No 01, 10th 'A' Main, 3rd Block, Jayanagara, Opp Cosmoplitan Club Bangalore-560011. | S1HT-210 | 25.05.17 | 5 | S1 | c | 4 | BS1 | 4200 | 1100 | 2500 |  | 700 |  | 8500 | 17000 | 25500 | 1 | 1x250 | 250 | 1 | 1 | B+G+4UF |  |  |  |  | 1 |  | 1 | 1x250 | 250
| 326 | The Propreitor/Manager, M/s. "Murari Towers", M/s B S Sea Foods (p) Ltd., No 27, 100Ft Road, 2nd Block, Jayanagara, Bangalore-560011. | S1HT-229 | 25.05.17 | 5 | S1 | c | 4 | BS1 | 4200 | 1100 | 2500 |  | 700 |  | 8500 | 17000 | 25500 | 1 | 1x250 | 250 | 1 | 1 | B+G+4UF |  |  |  |  | 1 |  | 1 | 1x125 | 125
| 327 | The Proprietor/ Manager, M/s Hotel Akshaya lalbagh Inn, Building of Sri L K Sathya Narayana No 462/6, 2nd Block,Jayanagar, Ashoka Pillar Road, Bangalore-560011 | S1HT-231 | 25.05.17 | 5 | S1 | c | 4 | BS1 | 4200 | 1100 | 2500 |  | 3000 |  | 10800 | 21600 | 32400 | 1 | 1x250 | 250 | 1 | 1 | B+G+5UF |  |  |  |  | 1 |  | 1 | 1x160 | 160
| 328 | The Proprietor/ Manager, M/s. Paramatha Knowledge Solutions Pvt Ltd, 4th & 5th Floors , C/o. “Solarpuria Citadel” # 03, Hosur main road, Adugodi, Bangalore- 560030 | S4HT-214 | 16.06.2017 | 6 | S4 |  | 5 | BS2 |  | 5200 |  |  |  |  | 5200 | 10400 | 15600 | [12 empty] | 2 | 2x200 | 500
| 329 | Sri. A.C. Ratnappa & Others, M/s. A.M.C Residency, #11, 12 &13, Hosur Main Road, Adugodi, Bangalore- 560030. | S4HT-279 | 16.06.2017 | 6 | S4 | c | 5 | BS2 | 4200 |  | 2500 |  | 700 |  | 7400 | 14800 | 22200 | 1 | 1x500 | 500 | 1 | 1 | B+G+4UF |  |  |  |  | 1
| 330 | The Proprietor/Manager, M/s. Solarpuria Sapphire # 04, Hosur main road, Opp. Bosch Company, Adugodi, Bangalore- 560030 | S4HT-446 | 16.06.2017 | 6 | S4 | c | 5 | BS2 | 5800 | 2200 | 7500 |  | 3000 |  | 18500 | 37000 | 55500 | 1 | 1x750 | 750 | 1 | 1 | B+G+5UF |  |  |  |  | 3 |  | 2 | 1x500+1x380 | 880
| 331 | The Proprietor/Manager, M/s. TLI Software Pvt. Ltd Ground Floor, C/o. “Solarpuria Citadel” # 03, Hosur main road, Adugodi, Bangalore- 560030 | S4HT-214 | 16.06.2017 | 6 | S4 |  | 5 | BS2 |  | 1700 |  |  |  |  | 1700 | 3400 | 5100 | [12 empty] | 1 | 1x62.5 | 62.5
| 332 | The Proprietor/Manager, M/s. Enable India Ground Floor, Ground Floor, C/o. Sri. L. Nagaraj, Adugodi Main Road, 8th Block, Koramangala, Bangalore- 560095. | S4HT-346 | 02.06.2017 | 6 | S4 |  | 5 | BS2 |  | 1700 |  |  |  |  | 1700 | 3400 | 5100 | [12 empty] | 1 | 1x62.5 | 62.5
| 333 | Sri. L. Nagaraj, M/s. EnAble India & Narayana PU College Building,# 473/B, Adugodi Main Road, 8th Block, Koramangala, Bangalore- 560095. | S4HT-346 | 02.06.2017 | 6 | S4 | c | 5 | BS2 | 4200 |  | 2500 |  | 700 |  | 7400 | 14800 | 22200 | 1 | 1x250 | 250 | 1 | 1 | G+4UF |  |  |  |  | 1
| 334 | The Proprietor/ Manager, M/s. Narsee Monjee Institute of Management Studies Bangalore, No-11, “Kaveri Regent Coronet” 80 Feet Road, 7th Main, 3rd Block, Koramangala, Bangalore- 560095. | S4HT-359 | 27.06.2017 | 6 | S4 | c | 5 | BS2 | 4200 | 1100 | 5000 |  | 3000 |  | 13300 | 26600 | 39900 | 1 | 1x315 | 315 | 1 | 1 | B+G+5UF |  |  |  |  | 2 |  | 1 | 1x250 | 250
| 335 | Sri. Prabhakar Reddy, “Ganapa Towers”, (Old Wipro Building) Madiwala,, Near Madiwala Police Station, #53/01, Hosur Main road, Bangalore- 560068 | S4HT-167 | 27.06.2017 | 6 | S4 | c | 5 | BS2 | 16200 | 8700 | 12500 |  | 3700 |  | 41100 | 82200 | 123300 | 1 | 1x1600+1x500 | 2100 | 1 | 2 | B+G+4UF, B+G+6UF |  |  |  |  | 5 |  | 3 | 1x1000+1x750+1x500 | 2250
| 336 | The Proprietor/ Manager, M/s. Cherry Pick, Ground Floor, # 02, 80 Feet Road, 8th Block, Opp. NGV Indoor Stadium, Koramangala, Bangalore- 560095. | S4HT-101 | 02.06.2017 | 6 | S4 |  | 5 | BS2 |  | 2600 |  |  |  |  | 2600 | 5200 | 7800 | [12 empty] | 1 | 1x125 | 125
| 337 | Sri. H. Chandrashekar, “Vinay Arcade”, No: 50, K.H. road, Double road, Opp. Shanthinagar BMTC Bus stand , Bengaluru-560027 | S2HT-156 | 23.05.17 | 5 | S2 | c | 5 | BS1 | 4200 | 1100 | 2500 |  | 700 |  | 8500 | 17000 | 25500 | 1 | 1x250 | 250 | 1 | 1 | B+G+4UF |  |  |  |  | 1 |  | 1 | 320 | 320
| 338 | The Proprietor/ Manager, M/s. Hotel Confident Mini Propus, No: 06, Longford Town, Hosur main road, Bengaluru-560025 | S2HT-168 | 24.05.17 | 5 | S2 | c | 5 | BS1 | 4200 | 1100 | 7500 |  | 3000 |  | 15800 | 31600 | 47400 | 1 | 1x250 | 250 | 1 | 1 | B+G+M+5UF |  |  |  |  | 3 |  | 1 | 140 | 140
| 339 | The Proprietor/ Manager, M/s. Hotel Crystal Castle, No: 294/10, 24th main, 5th phase, JP Nagar, Bengaluru-560078 | S6HT-214 | 30.05.17 | 5 | S6 | c | 5 | BS1 | 4200 | 1100 | 5000 |  | 700 |  | 11000 | 22000 | 33000 | 1 | 1x500 | 500 | 1 | 1 | B+G+4UF |  |  |  |  | 2 |  | 1 | 200 | 200
| 340 | The Proprietor/ Manager,M/s. Danvar Foods (P) Ltd., Plot No: SPL-02,2nd stage, KSSIDC Industrial Estate, Veerasandra, Huskur road, Bengaluru-560100 | CDPHT-657 | 18.05.17 | 5 | CDP | c | 5 | BS1 | 4200 | 700 | 2500 |  | 3000 |  | 10400 | 20800 | 31200 | 1 | 1x160 | 160 | 1 | 1 | LB+UB+G+4UF |  |  |  |  | 1 |  | 1 | 82.5 | 82.5
| 341 | The Propreitor/ Manager, M/s. Hotel Grand Pavilion, Sri. Ramanna G P A: Devananda Ramanna, No: 114, K.H. road, Double road, Bengaluru-560027 | S2HT-141 | 23.05.17 | 5 | S2 | c | 5 | BS1 | 4200 | 1100 | 5000 |  | 700 |  | 11000 | 22000 | 33000 | 1 | 1x250 | 250 | 1 | 1 | G+5UF |  |  |  |  | 2 |  | 1 | 250 | 250
| 342 | The Propreitor/ Manager, M/s. Idea Cellur Ltd., “Karnataka Circle Office” C/o. M/s. Ranka Developers, No: 80, Richmond Road, Bengaluru-560027 | S2HT-123 | 24.05.17 | 5 | S2 | c | 5 | BS1 | 4200 | 2200 | 5000 |  | 3000 |  | 14400 | 28800 | 43200 | 1 | 1x500 | 500 | 1 | 1 | B+G+5UF |  |  |  |  | 2 |  | 2 | 2x250 | 500
| 343 | Sri. Jogindrasingh Sabarwala, M/s. Deva Residency, No: 99, K.H. road, Double road, Opp. Shanthinagar BMTC Bus stand, Bengaluru-560027 | S2HT-118 | 23.05.17 | 5 | S2 | c | 5 | BS1 | 4200 | 700 | 2500 |  | 700 |  | 8100 | 16200 | 24300 | 1 | 1x250 | 250 | 1 | 1 | B+G+4UF |  |  |  |  | 1 |  | 1 | 100 | 100
| 344 | The Propreitor/ Manager, M/s.“Hara Chambers”, M/s. Kotak Mahindra Bank Building, No: 22, K H double road, Bengaluru-560027 | S2HT-103 | 23.05.17 | 5 | S2 | c | 5 | BS1 | 4200 | 2200 | 2500 |  | 3000 |  | 11900 | 23800 | 35700 | 1 | 1x250 | 250 | 1 | 1 | B+G+5UF |  |  |  |  | 1 |  | 2 | 160+125 | 285
| 345 | The Propreitor/ Manager,M/s. Bharath Infra Exports & Imports Ltd., “Landmaark”, No: 48, Huskur gate, Hosur main road, Electronic city (P), Bengaluru-560100 | CDPHT-462 | 18.05.17 | 5 | CDP | c | 5 | BS1 | 4200 | 1100 | 2500 |  | 700 |  | 8500 | 17000 | 25500 | 1 | 1x250 | 250 | 1 | 1 | G+4 |  |  |  |  | 1 |  | 1 | 250 | 250
| 345A | The Propreitor/ Manager, M/s. Café Coffe Day, C/o. Land Mark Building Premises, No. 48, Huskur Road, Huskur Gate, Hosur Main Road, Electronic City Post, Bengaluru-560100 | CDPHT-462 | 18.05.17 | 5 | CDP | c | 5 | BS1 |  | 700 |  |  |  |  | 700 | 1400 | 2100 | [12 empty] | 1 | 1x45 | 45
| 346 | The Proprietor/Manager, M/s. Vasavi Trust, "Vasavi Hospital" Site No: 15, 14th main, 1st stage, Kumaraswamy Layout, Bengaluru-560078 | S5HT-128 | 27.05.17 | 5 | S5 | h | 5 | BS1 | 5800 | 1100 | 12500 |  | 3000 | 500 | 22900 | 45800 | 68700 | 1 | 1x1000 | 1000 | 1 | 1 | B+G+5UF |  |  |  |  | 5 |  | 1 | 500 | 500
| 347 | The Additional Commissioner (Enforcement), South Zone, 4th Floor, Block-B, Commercial Tax Office-2, Koramangala, 8th Block, Viveka Nagar Post, Bangalore- 560047 | S4HT-168 | 27.06.2017 | 6 | S4 | g | 6 | BS2 | 4200 | 1100 | 5000 |  | 6000 |  | 16300 | 32600 | 48900 | 1 | 1x250 | 250 | 1 | 2 | G+6UF, G+6UF, |  |  |  |  | 2 |  | 1 | 250 | 250
| 348 | Sri. Dhanajaya Naidu & Smt. K.Suma, (M/s. Auriek Boutique Hotel) No: 598,15th cross road, 100 feet ring road, 6th Phase, J P Nagar, Bengaluru-560078 | S6HT-204 | 27.05.17 | 5 | S6 | c | 6 | BS1 | 4200 | 1800 | 7500 |  | 3000 |  | 16500 | 33000 | 49500 | 1 | 1x400 | 400 | 1 | 1 | B+G+5UF |  |  |  |  | 3 |  | 2 | 180+30 | 190
| 349 | Sri. BM Gopalappa, “Veracious Presidio”, No: 06,15th cross road, 100 feet ring road, 6th Phase, J P Nagar, Bengaluru-560078 | S6HT-192 |  |  | S6 | c | 6 | BS1 | 4200 | 1100 | 2500 |  | 700 |  | 8500 | 17000 | 25500 | 1 | 1x250 | 250 | 1 | 1 | [5 empty] | 1 |  | 1 | 125 | 125
D | 350 | The Proprietor/Manager, M/s. Brewsky Restuarant, C/o Goenka Chambers, No: 55, 4th floor & 5th floor, 15th cross road, 19th main road, 2nd Phase, J P Nagar, Bengaluru-560078 | S6HT-247 | 30.05.17 | 5 | S6 | c | 6 | BS1 |  | 2600 |  |  |  |  | 2600 | 5200 | 7800 | [12 empty] | 1 | 160 | 160
| 351 | The Proprietor/Manager, M/s.Hotel Octave, No.47, 9th Cross, Sarakki, J P Nagar 1st Phase, Bangalore - 560078 | S6HT-262 | 30.05.17 | 5 | S6 | c | 6 | BS1 | 4200 | 700 | 5000 |  | 700 |  | 10600 | 21200 | 31800 | 1 | 1x160 | 160 | 1 | 1 | B+G+4UF |  |  |  |  | 2 |  | 1 | 100 | 100
| 352 | Smt. Geetha Pundalik “M/s. ONCLOGY India (P) Ltd.” No: 743,15th cross road, 100 feet ring road, 6th Phase, J P Nagar, Bengaluru-560078 | S6HT-97 | 27.05.17 | 5 | S6 | h | 6 | BS1 | 5800 | 2200 | 2500 |  | 700 |  | 11200 | 22400 | 33600 | 1 | 1x630 | 630 | 1 | 1 | B+G+4UF |  |  |  |  | 1 |  | 2 | 160+250 | 410
| 353 | The Proprietor/Manager, M/s. Om Sri Adithya Complex, C/o. Smt. Sarojamma & Sri. Lokanath, Next to Spring Factory, No-143, 144, Hosur Main Road, 5th Block, Koramangala, Bangalore- 560095. | S4HT-133 | 20.06.2017 | 6 | S4 | c | 6 | BS2 | 5800 | 1100 | 2500 |  | 700 |  | 10100 | 20200 | 30300 | 1 | 1x750 | 750 | 1 | 1 | B+G+4UF |  |  |  |  | 1 |  | 1 | 1x380 | 380
| 354 | The Propreitor/Manager, M/s. A K Aerotek Software Centre (P) Ltd., Building of Sri. Ajith Kothanath & Smt. Kamalakshi Kothanath, No: 08/1, Arekempanahalli, Hosur road, Bengaluru-560027 | S1HT-226 | 25.05.17 | 5 | S1 | c | 5 | BS1 | 4200 | 2200 | 5000 |  | 3000 |  | 14400 | 28800 | 43200 | 1 | 1x250 | 250 | 1 | 1 | B+G+5UF |  |  |  |  | 2 |  | 2 | 2x160 | 320
| 355 | The Propreitor/ Manager, M/s. Brand Factory, Building of Sri. BSN Hari & Others, No: 1,2,3,4, 13 & 14/1, Arekempanahalli, Hombegowdanagar, Hosur road, Bengaluru-560027 | S1HT-123 | 25.05.17 | 5 | S1 | c | 5 | BS1 | 5800 | 2200 | 5000 | 15000 | 700 |  | 28700 | 57400 | 86100 | 1 | 1x1000 | 1000 | 1 | 1 | LB+UB+G+3UF |  |  |  |  | 2 | 6 | 2 | 2x500 | 1000
| 356 | The Propreitor/ Manager, M/s. Vaibhav Residency Hotel, C/o. Sri. R Devaraj & Sri. T V Prabhu, No: 19/A, H. Siddaiah road, Bengaluru-560002 | S2HT-148 | 23.05.17 | 5 | S2 | c | 5 | BS1 | 4200 | 1100 | 2500 |  | 3000 |  | 10800 | 21600 | 32400 | 1 | 1x160 | 160 | 1 | 1 | B+G+5UF |  |  |  |  | 1 |  | 1 | 1x180 | 180
| 357 | The Propreitor/Manager, M/s. "Triguna Ikon", Building of M/s. Triguna Projects, No: 21, Arekempanahalli, Hosur road, Bengaluru-560027 | S1HT-224 | 25.05.17 | 5 | S1 | c | 5 | BS1 | 4200 | 700 | 2500 |  | 3000 |  | 10400 | 20800 | 31200 | 1 | 1x250 | 250 | 1 | 1 | B+G+M+4UF |  |  |  |  | 1 |  | 1 | 1x82.5 | 82.5
| 358 | The Propreitor/ Manager, M/s. Springs Hotel & Spa, Building of Sri. M G Raghavendra, No: 19, Behind Urvashi theatre, H. Siddaiah road, Bengaluru-560002 | S2HT-202 | 23.05.17 | 5 | S2 | c | 5 | BS1 | 4200 | 2200 | 5000 |  | 3000 |  | 14400 | 28800 | 43200 | 1 | 1x500 | 500 | 1 | 1 | B+G+M+5UF |  |  |  |  | 2 |  | 2 | 2x125 | 250
| 359 | Sri. K. A. Ramaiaha Reddy, M/s. Kalyani Tech Park, Sy No 24, Kundanhalli Vg., ITPL Main Road, Bengaluru-560066 | S7HT-120 | 16.05.17 | 5 | S7 | c | 5 | BS2 | 24000 | 27000 | 22500 |  | 3000 |  | 76500 | 153000 | 229500 | 1 | 2x2500 | 5000 | 1 | 1 | BF+GF+4UF+TF |  |  |  |  | 9 |  | 5 | 5x1010 | 5050
| 360 | The Proprietor/Manager, M/s. Sri Vari Developers Building, M/s. Kalyani Tech Park, Sy No 129/4, Kundanhalli Vg., ITPL Main Road, Bengaluru-560037. | S7HT-129 | 16.05.17 | 5 | S7 | c | 5 | BS2 | 17400 | 1100 | 2500 |  | 700 |  | 21700 | 43400 | 65100 | 1 | 2x1000+ 1x750 | 2750 | 1 | 1 | BF+GF+2UF |  |  |  |  | 1 |  | 1 | 1X365 | 365
| 361 | Sri Malla Reddy, M/s. Kalyani Tech Park, Sy No 130/1, Kundanhalli, ITPL Main Road, Bengaluru-560037 | S7HT-232 | 16.05.17 | 5 | S7 | c | 5 | BS2 | 5800 |  | 5000 |  | 3000 |  | 13800 | 27600 | 41400 | 1 | 1x1000 | 1000 | 1 | 1 | LB+UB+GF+3UF+TF |  |  |  |  | 2
| 362 | The Proprietor/ Manager, M/s. Tanishq Gold Shop, C/o. SGR Build Tech Pvt Ltd, No.1/39, 22nd cross, 11th main,Jayanagara 3rd block, Bangalore-560011 | S1HT-179 | 25.05.17 | 5 | S1 | c | 4 | BS1 | 4200 | 1100 | 2500 |  | 700 |  | 8500 | 17000 | 25500 | 1 | 1x315 | 315 | 1 | 1 | B+G+4UF |  |  |  |  | 1 |  | 1 | 320 | 320
| 363 | Sri. Asish Krishna Swamy,M/s. KNK Builders, New No: 359/95, 7th cross, 1st Block, Ashoka pillar road, Near Madhavan park, Jayanagara, Bengaluru-560011 | S1HT-217 | 30.06.2017 | 6 | S1 | c | 7 | BS1 | 4200 | 1400 | 2500 |  | 700 |  | 8800 | 17600 | 26400 | 1 | 1x160 | 160 | 1 | 1 | [5 empty] | 1 |  | 2 | 62.5+15 | 77.5
| 364 | The Proprietor/ Manager, M/s. CADD Centre. “C/o. HBR Complex”, No: 328/1, 15th cross, 2nd Block, Jayanagar, Bengaluru-560011 | S1HT-148 | 30.06.2017 | 6 | S1 | c | 7 | BS1 |  | 1700 |  |  |  |  | 1700 | 3400 | 5100 | [12 empty] | 1 | 1x55 | 55
| 365 | The Proprietor/ Manager, M/s. CROMA Showroom, Shravani Krishna Mnasion, 3rd Floor, No: 31(273),100feet road, 2nd Block, Jayanagar, Bengaluru-560011 | S1HT-208 | 30.06.2017 | 6 | S1 | c | 7 | BS1 |  | 2800 |  |  |  |  | 2800 | 5600 | 8400 | [12 empty] | 1 | 1x180 | 180
| 366 | The Proprietor/ Manager,M/s. Future General India Insurance Company, Shravani Krishna Mansion, 3rd Floor No: 31(273),100feet road, 2nd Block, Jayanagar, Bengaluru-560011 | S1HT-208 | 30.06.2017 | 6 | S1 | c | 7 | BS1 |  | 1700 |  |  |  |  | 1700 | 3400 | 5100 | [12 empty] | 1 | 1x63 | 63
| 367 | Sri. H.B. Reddappa, “HBR Complex”, No: 328/1, 15th cross, 2nd Block, Jayanagar, Bengaluru-560011 | S1HT-148 | 30.06.2017 | 6 | S1 | c | 7 | BS1 | 4200 |  | 2500 |  | 700 |  | 7400 | 14800 | 22200 | 1 | 1x500 | 500 | 1 | 1 | G+5UF |  |  |  |  | 1
| 368 | The Branch Manager, M/s. HDFC Bank Ltd., C/o. “Professional Court”, No: 27/7, 15th cross, 3rd Block, Jayanagar, Bengaluru-560011 | S1HT-70 | 30.06.2017 | 6 | S1 | c | 7 | BS1 |  | 1700 |  |  |  |  | 1700 | 3400 | 5100 | [12 empty] | 1 | 1x50 | 50
| 369 | Sri. Krishna Reddy, M/s. CROMA Showroom, Shravani Krishna Mansion, No: 31,100feet road, 2nd Block, Jayanagar, Bengaluru-560011 | S1HT-208 | 30.06.2017 | 6 | S1 | c | 7 | BS1 | 4200 | 700 | 2500 |  | 700 |  | 8100 | 16200 | 24300 | 1 | 1x250 | 250 | 1 | 1 | B+G+4UF |  |  |  |  | 1 |  | 1 | 1x82.5 | 82.5
| 370 | Sri. Sundaresh & Others, “Professional Court”, No: 27/7, 15th cross, 3rd Block, Jayanagar, Bengaluru-560011 | S1HT-70 | 30.06.2017 | 6 | S1 | c | 7 | BS1 | 4200 | 700 | 2500 |  | 700 |  | 8100 | 16200 | 24300 | 1 | 1x160 | 160 | 1 | 1 | B+G+3UF |  |  |  |  | 1 |  | 1 | 1x35 | 35
| 371 | The Proprietor/ Manager, M/s. Apple Kitchens Consultancy (P) Ltd., (Toscano Restrauant) New No: 359/95, 7th cross, 1st Block, Ashoka pillar road,Jayanagara ,Bengaluru-560011 | S1HT-217 | 30.06.2017 | 6 | S1 | c | 7 | BS1 |  | 1700 |  |  |  |  | 1700 | 3400 | 5100 | [12 empty] | 1 | 1x50 | 50
| 372 | Sri V Rajagopal Reddy, Bata Building, No.14/2, Kh No. 319/313/2, Bommasandra Vg., Hosur Main Road, Bengaluru-560099. | CDPHT-705 | 03.07.2017 | 7 | CDP | c | 16 | BS1 | 4200 |  | 2500 |  | 700 |  | 7400 | 14800 | 22200 | 1 | 315 | 315 | 1 | 1 | Basement +Ground + 4 Upper Floors |  |  |  |  | 1
| 373 | Sri L.K Sathyanarayana & Smt H Lakshminarasamma, No. 462/50/50/6, Ashoka Pillar Road, 2nd Block, Jayanagar, Bengaluru. | Same as 327 |  |  | S1 | c | 16 | BS1 | 4200 | 1100 | 2500 |  | 3000 |  | 10800 | 21600 | 32400 | 1 | 250 | 250 | 1 | 1 | Basement + Ground + 4 Upper Floors+ Terrace Floor |  |  |  |  | 1 |  | 1 | 1x125 | 125
| 374 | Smt Alice Sequeira, S No. 5 & 6, Kh. No. 213, Munnekolala, Marathalli, Bengaluru. |  |  |  | S7 | c | 16 | BS2 | 4200 | 1100 | 2500 |  | 700 |  | 8500 | 17000 | 25500 | 1 | 250 | 250 | 1 | 1 | Stilt +Ground + 4 Upper Floors |  |  |  |  | 1 |  | 1 | 1x125 | 125
| 375 | Sri Prasad K.V.R and Premalatha K, #153 & 154, 4th Cross, J.P Nagar, 4th Phase, Dollars Layout, Bangalore. | S6HT-290 |  |  | S6 | c | 9 | BS1 | 4200 | 1100 | 2500 |  | 700 |  | 8500 | 17000 | 25500 | 1 | 250 | 250 | 1 | 1 | [5 empty] | 1 |  | 1 | 1x200 | 200
| 376 | Sri M Venkata Reddy, No 12, BBMP , Kh No 427/371, Munniredyy Layout, Panathur, Bengaluru East Tq., Bengaluru.103 |  |  |  | S7 | c | 16 | BS2 | 4200 | 1100 | 2500 |  | 700 |  | 8500 | 17000 | 25500 | 1 | 250 | 250 | 1 | 1 | Stilt +Ground + 4 Upper Floors only |  |  |  |  | 1 |  | 1 | 1x125 | 125
| 377 | Sri C Brijesh Reddy , S/o H Chandra Reddy, Kh. No. 320/317/323/183/414, Doresanipalya, B.G Road, Bengaluru. |  |  |  | S6 | c | 16 | BS1 | 4200 | 1100 | 2500 |  | 3000 |  | 10800 | 21600 | 32400 | 1 | 500 | 500 | 1 | 1 | Ground + 6 Upper Floors |  |  |  |  | 1 |  | 1 | 1x250 | 250
| 378 | Sri P. Sukhanand Shetty, M/s. Mangalore Jewels Building, #130, 8th Main Road, J.P. Nagar, 3rd Phase, Bengaluru-560078. | S6HT-294 | 13.07.2017 | 7 | S6 | c | 16 | BS1 | 4200 | 700 | 2500 |  | 700 |  | 8100 | 16200 | 24300 | 1 | 250 | 250 | 1 | 1 | Basement + Ground + 4 Upper Floors |  |  |  |  | 1 |  | 1 | 1x62.5 | 62.5
| 379 | Sri Mohan Kumar V, #3, 9th Cross Road, Wilson Garden, Bengaluru. |  |  |  | S2 | c | 16 | BS1 | 4200 | 1100 | 2500 |  | 3000 |  | 10800 | 21600 | 32400 | 1 | 250 | 250 | 1 | 1 | Basement +Ground + 5 Upper Floors |  |  |  |  | 1 |  | 1 | 1x125 | 125
| 380 | Sri. K. C. Nagesh Reddy, "Azim Premji University, No. 106/2, B.Hosahalli Vg., Sarjapura Hobli, Anekal Tq., Bengaluru-562125. | ATBHT-154 | 03.07.2017 | 7 | ATB | c | 16 | BS2 | 4200 | 1100 | 5000 |  | 700 |  | 11000 | 22000 | 33000 | 1 | 315 | 315 | 1 | 1 | GF+5UF’s |  |  |  |  | 2 |  | 1 | 1x125 | 125
| 381 | M/s Mamatha Constructions Pvt Ltd., #1038/1039, Sy. No. 126/2, Ananthanagara Phase II, Kammasandra Vg., Attibele Hobli, Anekal Tq.,, Bengaluru. | LTMSB |  |  | ATB | c | 16 | BS2 | 4200 | 1100 | 2500 |  | 3000 |  | 10800 | 21600 | 32400 | 1 | 250 | 250 | 1 | 1 | Basement +Stilt +Ground +5 Upper floors |  |  |  |  | 1 |  | 1 | 1x125 | 125
| 382 | Smt Leelabalappa, W/o Balappa, " Millenium Plaza", Sy. No. 396/48, Huskur Gate, Hebbagodi Vg., Hosur Road, Bengaluru-560100 | CDPHT-709 | 03.07.2017 | 7 | ATB | c | 16 | BS2 | 4200 | 1100 | 2500 |  | 3000 |  | 10800 | 21600 | 32400 | 1 | 250 | 250 | 1 | 1 | B+G+5UF |  |  |  |  | 1 |  | 1 | 1x200 | 200
| 383 | Mr. C. C. Venkatanarayan, M/s. Nikithas Building, No. 49, 46th Cross, Jayanagar, 8th Block, Bengaluru-560070. | S1HT-296 | 07.07.2017 | 7 | S1 | c | 16 | BS1 | 4200 | 1900 | 5000 |  | 3000 |  | 14100 | 28200 | 42300 | 1 | 400 | 400 | 1 | 1 | B+G+5UF |  |  |  |  | 2 |  | 2 | 1x125+1x40 | 165
| 384 | Sri GuruPrasad B, M/s. B. N. Rao Plaza Building, #44, 24th Main, Puttenhalli Village, 7th Phase, J.P Nagar, Bangalore.-78 | S6HT-297 | 13.07.2017 | 7 | S6 | c | 16 | BS1 | 4200 | 700 | 2500 |  | 700 |  | 8100 | 16200 | 24300 | 1 | 250 | 250 | 1 | 1 | Basement +Ground +4 Upper Floors |  |  |  |  | 1 |  | 1 | 62.5 | 62.5
| 385 | Sri Mariyam Sheela Joseph, GPA M/s Saroja Builsers and Properties Ltd., Rep By C H Bhaskar, Sy. No. 114/4, Kh No. 228/114/4, Bhoganahalli, Bengaluru. |  |  |  |  | c | 16 |  | 4200 | 1100 | 2500 |  | 700 |  | 8500 | 17000 | 25500 | 1 | 315 | 315 | 1 | 1 | Basement +Ground + 4 Upper Floors only |  |  |  |  | 1 |  | 1 | 1x125 | 125
| 386 | The Proprietor/ Manager, M/s Larsen & Toubro Ltd., No. 12B, Sy. No. 35 & 36, Balagaranahalli Vg., Attibele Hobli, Hosur Road, Bengaluru-562107. | ATBHT-157 | 03.07.2017 | 7 | ATB | c | 16 | BS2 | 4200 | 1100 | 5000 |  | 1400 |  | 11700 | 23400 | 35100 | 1 | 500 | 500 | 1 | 2 | G+3UF, G+2UF |  |  |  |  | 2 |  | 1 | 1x250 | 250
| 387 | Sri Raghavappa Krishnamurthy & Smt Padmavathi, No.16, KIRA, Hosur Road, Bengaluru. |  |  |  | S4 | c | 16 | BS2 | 4200 | 1100 | 2500 |  | 700 |  | 8500 | 17000 | 25500 | 1 | 250 | 250 | 1 | 1 | Stilt+ Ground +4 Upper floors |  |  |  |  | 1 |  | 1 | 1x125 | 125
| 388 | M/s Karnataka Building & Other Construction, Workers welfare Board, Koushalya Bhavan, B.G. Road, Bengaluru. |  |  |  | S4 | g | 16 | BS2 | 4200 | 1100 | 2500 |  | 700 |  | 8500 | 17000 | 25500 | 1 | 400 | 400 | 1 | 1 | Basement + Ground + 4 Upper Floors Only |  |  |  |  | 1 |  | 1 | 1x125 | 125
| 389 | M/s Farah Poly Sacks Pvt Ltd., Rep. by Sadath Ali Khan, No.133, Lalbagh Road, Sudhamanagar, Bengaluru. |  |  |  | s2 | c | 16 | BS1 | 4200 | 1100 | 2500 |  | 3000 |  | 10800 | 21600 | 32400 | 1 | 500 | 500 | 1 | 1 | Basement + Ground + 5 Upper Floors Only |  |  |  |  | 1 |  | 1 | 1x250 | 250
| 390 | Mr Nagarajiah, No.54 & 55, Kh No. 61/289/54/55, Raghuvanahalli, Uttarahalli, Hobli, Bengaluru. |  |  |  | S5 | c | 16 | BS1 | 4200 | 1100 | 2500 |  | 700 |  | 8500 | 17000 | 25500 | 1 | 250 | 250 | 1 | 1 | Basement +Ground +4 Upper Floors |  |  |  |  | 1 |  | 1 | 1x125 | 125
| 391 | M/s RGA Software System Pvt Ltd., No. 366, 3rd Block, Koramangala, Bengaluru - 560034 |  |  |  | S4 | c | 16 | BS2 | 4200 | 1100 | 2500 |  | 700 |  | 8500 | 17000 | 25500 | 1 | 160 | 160 | 1 | 1 | Basement + Ground + 3 Upper Floors+ Terrace Floor |  |  |  |  | 1 |  | 1 | 1x125 | 125
| 392 | M/s Sita Bhateja’s Speciality Hospital, NO #8 & 9, O’ Shaughnessy Road, Shanti Nagra, Opp Divyashree Chambers, Bangalore | S2HT73 |  |  | S2 | h | 11 |  | 4200 | 1800 | 2500 |  | 3000 | 500 | 12000 | 24000 | 36000 | 1 | 250 | 250 | 1 | 1 | [5 empty] | 1 | 1 | 2 | 160+100 | 260
| 393 | M/s Apollo Health & lifestyle Ltd., C/o Narendra Singh & Jagjeeth Kaur, Sy. No. 123/1, Kh No. 101/209 & 101/210, Kundanahalli, Bengaluru |  |  |  | S7 | h | 16 | BS2 | 4200 | 1100 | 2500 |  | 3000 |  | 10800 | 21600 | 32400 | 1 | 500 | 500 | 1 | 1 | Upper basement + Lower basement + ground+ 4 Upper floors |  |  |  |  | 1 |  | 1 | 1x250 | 250
| 394 | Smt B H Chaitra, No. 37, Old No. 94, 1st Cross, Tavarekere, Bengaluru. |  |  |  | S4 | c | 16 | BS2 | 4200 | 1100 | 2500 |  | 700 |  | 8500 | 17000 | 25500 | 1 | 250 | 250 | 1 | 1 | Stilt + Ground + 4 Upper Floors |  |  |  |  | 1 |  | 1 | 1x125 | 125
| 395 | M/s Niranjan Industries, #7/1, Bannerghatta Main Road, J.P. Nagar, 3rd Phase, Bengaluru – 560078. |  |  |  | S6 | c | 16 | BS1 | 4200 | 1100 | 2500 |  | 700 |  | 8500 | 17000 | 25500 | 1 | 500 | 500 | 1 | 1 | Stilt + Ground + 4 Upper Floors |  |  |  |  | 1 |  | 1 | 1x250 | 250
| 396 | Shankuntalamma, No. 28, 80 ft.. Road, Kathriguppa Main Road, B.S.K. 3rd Stage, Bengaluru-560085. |  |  |  | S9 | c | 16 | BS1 | 4200 | 1100 | 2500 |  | 3000 |  | 10800 | 21600 | 32400 | 1 | 400 | 400 | 1 | 1 | Basement + Ground +5 Upper floors |  |  |  |  | 1 |  | 1 | 1x250 | 250
| 397 | Mr H N Deepak, #32, Kh No 198/32/158/190/170, Yelachanahalli Industrial Layout, 1st Stage, Bengaluru. |  |  |  | S5 | c | 16 | BS1 | 4200 | 1100 | 2500 |  | 700 |  | 8500 | 17000 | 25500 | 1 | 250 | 250 | 1 | 1 | Basement + Ground + 4 Upper Floors |  |  |  |  | 1 |  | 1 | 1x125 | 125
| 398 | Sri Devaraj Ranka, KMYF Building, No. 135, 13th Main Road, 4th T Block, Jayanagar, Bengaluru-560041. | S1HT-234 | 07.07.2017 | 7 | S1 | c | 16 | BS1 | 4200 | 700 | 2500 |  | 700 |  | 8100 | 16200 | 24300 | 1 | 100 | 100 | 1 | 1 | G+4UF |  |  |  |  | 1 |  | 1 | 1x100 | 100
| 399 | Smt S R Chandrakala & S A Shankar Babu, M/s. Om Shakti Durga Sai Building, No.28, 80 ft.. Road, Revenue Layout, Radhakrishna Layout, Bengaluru-560070. | S9HT-135 | 07.07.2017 | 7 | s9 | c | 16 | BS1 | 4200 | 1100 | 2500 |  | 700 |  | 8500 | 17000 | 25500 | 1 | 250 | 250 | 1 | 1 | Stilt +Ground + 4 Upper Floors |  |  |  |  | 1 |  | 1 | 1x200 | 200
| 400 | Smt Narayana, No.23, ( Old No. 59-60) 22nd Cross, BTM 2nd Stage, Rashtrakavikuvempunagar, Bengaluru. |  |  |  | S6 | c | 16 | BS1 | 4200 | 1100 | 2500 |  | 700 |  | 8500 | 17000 | 25500 | 1 | 160 | 160 | 1 | 1 | Stilt +Ground + 4 Upper Floors |  |  |  |  | 1 |  | 1 | 1x125 | 125
| 401 | Sri D B Hemath Kumar & D.B Sharath, Kumar GPA holder, M/s Vikram structures Pvt Ltd., #13, 100 ft.. Ring Road, BTM 2nd Stage, Bengaluru |  |  |  | S6 | c | 16 | BS1 | 4200 | 1100 | 2500 |  | 3000 |  | 10800 | 21600 | 32400 | 1 | 250 | 250 | 1 | 1 | Basement + Ground +4 Upper Floors+ Terrace Floor |  |  |  |  | 1 |  | 1 | 1x125 | 125
| 402 | Sri Gopal Reddy, Sy. No. 84/1, Kh No. 1163, Panathur Vg., Bengaluru. |  |  |  | S7 | c | 16 | BS2 | 4200 | 1100 | 2500 |  | 700 |  | 8500 | 17000 | 25500 | 1 | 500 | 500 | 1 | 1 | Basement +Ground + 3 Upper Floors+ Terrace Floor |  |  |  |  | 1 |  | 1 | 1x250 | 250
| 403 | Sri Rajappa, #53, 1st Cross, BTM Layout 2nd Stage, Bengaluru. |  |  |  | S6 | c | 16 | BS1 | 4200 | 1100 | 2500 |  | 700 |  | 8500 | 17000 | 25500 | 1 | 500 | 500 | 1 | 1 | Basement +Ground + 4 Upper Floors |  |  |  |  | 1 |  | 1 | 1x250 | 250
| 404 | Mr Imtiaz Ahmed Siddique, No. 974 Bed, Koramanagala, 4th Block, Bengaluru-34. |  |  |  | S4 | c | 16 | BS2 | 4200 | 1100 | 2500 |  | 3000 |  | 10800 | 21600 | 32400 | 1 | 160 | 160 | 1 | 1 | Basement +Ground + 4 Upper Floors + Terrace Floor |  |  |  |  | 1 |  | 1 | 1x125 | 125
| 405 | Sri Mithun Reddy, No.91, Munnekolala, extension, Outer Ring Road, Bengaluru. |  |  |  | S7 | c | 16 | BS2 | 4200 | 1100 | 2500 |  | 700 |  | 8500 | 17000 | 25500 | 1 | 250 | 250 | 1 | 1 | Stilt + Ground + 4 Upper Floors |  |  |  |  | 1 |  | 1 | 1x125 | 125
| 406 | M/s Heritage Land marks Pvt. Ltd., No. 304, 2nd Main, Jakkasandra, Koramangala, Bengaluru. |  |  |  | S4 | c | 16 | BS2 | 4200 | 1100 | 2500 |  | 3000 |  | 10800 | 21600 | 32400 | 1 | 250 | 250 | 1 | 1 | Basement + Ground + 5 Upper Floors |  |  |  |  | 1 |  | 1 | 1x125 | 125
| 407 | The Assistant Executive Engineer and Head of Engineering section, National Institute of Mental Health & Neuro Sciences, Bengaluru- 560029. | Central Government Installation |  |  | S1 |  | 16 | BS1 | 5800 | 1100 | 2500 |  |  |  | 9400 | 18800 | 28200 | 1 | 1000 | 1000 | [7 empty] | 1 |  | 1 | 1x500 | 500
| 408 | Nirmala, 77/1, Panathur, Bengaluru |  |  |  | S7 | c | 16 | BS2 | 4200 | 1100 | 2500 |  | 700 |  | 8500 | 17000 | 25500 | 1 | 250 | 250 | 1 | 1 | Stilt + Ground + 4 Upper Floors |  |  |  |  | 1 |  | 1 | 1x125 | 125
| 409 | M/s Zed Constructions, K.N. Zubair Ahmed, No. 90, Industrial Layout, Jyothi Nivas, College Road, Koramangala, Bengaluru. |  |  |  | S4 | c | 16 | BS2 | 4200 | 1100 | 2500 |  | 700 |  | 8500 | 17000 | 25500 | 1 | 160 | 160 | 1 | 1 | Basement + Ground + 4 Upper Floors Only |  |  |  |  | 1 |  | 1 | 1x125 | 125
| 410 | The Proprietor/ Manager, Sri Gopal Krishna Somyaji & M Geetha, M/s. Sri Gandha Arcade, #564/564-1, 9th Cross 3rd Phase, J.P Nagar, Bengaluru-560078. | S6HT-307 | 13,07.2017 | 7 | S6 | c | 16 | BS1 | 4200 | 1100 | 2500 |  | 3000 |  | 10800 | 21600 | 32400 | 1 | 500 | 500 | 1 | 1 | Stilt Floor + Ground Floor +5 Upper Floors |  |  |  |  | 1 |  | 1 | 1x250 | 250
| 411 | Smt Ammayamma, Lakshmamma, Sri Papaiah Reddy & Krishnappa, No.19/2B1, 917/2B, 19/2B3A, K No. 916/19/2B1, 917/19/2B2, 918/19/2B3A, Marathalli, Bengaluru. |  |  |  | S7 | c | 16 | BS2 | 4200 | 1100 | 2500 |  | 3000 |  | 10800 | 21600 | 32400 | 1 | 250 | 250 | 1 | 1 | Basement +Ground + 4 Upper Floors + Terrace Floor |  |  |  |  | 1 |  | 1 | 1x125 | 125
| 412 | Smt Mahalkashmi and Shivaram K H, No. 4013 & 4014 VHBCS Layout, Girinagar 4th Phase, BSK 3rd Stage, Bengaluru. |  |  |  | S9 | c | 16 | BS1 | 4200 | 1100 | 2500 |  | 700 |  | 8500 | 17000 | 25500 | 1 | 100 | 100 | 1 | 1 | Stilt +Ground +4 Upper floors |  |  |  |  | 1 |  | 1 | 1x125 | 125
| 413 | The Proprietor/ Manager, M/s. Lords Eco INN, C/o. N. V. Prasad, #157 & 158, 8th Cross, 10th Main Road, Bengaluru City Co- op Society, 6th Cross , 1st Block, Jayanagara, Bengaluru-560011. | S1HT-237 | 07.07.2017 | 7 | S1 | c | 16 | BS1 | 4200 | 700 | 2500 |  | 700 |  | 8100 | 16200 | 24300 | 1 | 160 | 160 | 1 | 1 | G+4UF |  |  |  |  | 1 |  | 1 | 1x40 | 40
| 414 | M/s Rainbow Hospitals Pvt Ltd., C/o Mr C Janardhana Raju and Vasanth J Raju, #465, 363,2, 267/809/178/1, 630/778, Bannerghatta Road, Bilekahalli, Bengaluru. |  |  |  | S6 | h | 16 | BS1 | 5800 | 1100 | 2500 |  | 700 |  | 10100 | 20200 | 30300 | 1 | 1000 | 1000 | 1 | 1 | Basement + Ground +3 Upper floors+ Terrace Floor |  |  |  |  | 1 |  | 1 | 1x500 | 500
| 415 | M/s Saab Engineering (Unit-4), No.116, Bommasandra, KIADB Industrial Area, Anekal Tq.,, Bengaluru. |  |  |  | CDP | c |  | BS1 | 5800 | 1100 | 2500 |  |  |  | 9400 | 18800 | 28200 | 1 | 750 | 750 | [7 empty] | 1 |  | 1 | 1x500 | 500
| 416 | Sri Krishna Reddy, #744, 15th Cross, J.P Nagar, 6th Phase, Bangalore. |  |  |  | S6 | c | 17 | BS1 | 4200 | 1100 | 2500 |  | 3000 |  | 10800 | 21600 | 32400 | 1 | 500 | 500 | 1 | 1 | Basement +Ground + 4 Upper Floors + Terrace Floor |  |  |  |  | 1 |  | 1 | 1x250 | 250
| 417 | Sri Nitesh Gupta and Others, No 06, ward No 65, BDA 1st stage BTM layout, Bangalore. |  |  |  | S4 | c | 17 | BS2 | 4200 | 1100 | 2500 |  | 700 |  | 8500 | 17000 | 25500 | 1 | 250 | 250 | 1 | 1 | [5 empty] | 1 |  | 1 | 1x125 | 125
| 418 | Sri B S Alok, #240/1/359/358/314/13/2/1, Konanakunte Village, Kanakapura Main road, Bangalore. |  |  |  | S5 | c | 17 | BS1 | 4200 | 1100 | 2500 |  | 700 |  | 8500 | 17000 | 25500 | 1 | 400 | 400 | 1 | 1 | Basement + Ground + 4 Upper Floors |  |  |  |  | 1 |  | 1 | 1x250 | 250
| 419 | B R S Educational & Charitable Trust, No 317/2, Bidarguppe Village, Anekal Taluk, Bangalore. |  |  |  | CDP | c | 17 | BS1 | 4200 | 1100 | 2500 |  | 700 |  | 8500 | 17000 | 25500 | 1 | 250 | 250 | 1 | 1 | [5 empty] | 1 |  | 1 | 1x125 | 125
| 420 | Mr T Prabhakar & Sri T Srinivas Reddy, No 84/1, 84/2, Dr Marigowda Road, Hosur main Road, Madiwala, Bangalore. |  |  |  | S4 | c | 17 | BS2 | 4200 | 1100 | 2500 |  | 3000 |  | 10800 | 21600 | 32400 | 1 | 500 | 500 | 1 | 1 | Basement + Ground + 4 Upper Floors+Terrace Floor |  |  |  |  | 1 |  | 1 | 1x250 | 250
| 421 | Sri T V Srinivas Setty and Others, No 13, 3rd Cross, Krishnamurthy Layout, Tavarekere Main road, Bangalore. |  |  |  | S4 | c | 17 | BS2 | 4200 | 1100 | 2500 |  | 3000 |  | 10800 | 21600 | 32400 | 1 | 200 | 200 | 1 | 1 | Stilt+Ground + 5Upper Floors |  |  |  |  | 1 |  | 1 | 1x125 | 125
| 422 | Smt B H Chaitra, No.37, Old No. 94, 1st Cross, Tavarekere, Bangalore. |  |  |  | S4 | c | 17 | BS2 |  | 700 |  |  |  |  | 700 | 1400 | 2100 | [12 empty] | 1 | 62.5 | 62.5
| 423 | P Hema Reddy, No 45/1, Varthur Main Road, Marathalli, Bengaluru. |  |  |  |  | c | 6N | [7 empty] | 0 | 0 | 0 | 1 | 250 | 250 | 1 | 1
| 424 | Sri Gopal Krishna Somayaji and, Smt M Geetha. No 564/564/1, 9th Cross, 3rd Phase, J.P Nagar, Bangalore. |  |  |  |  | c | 7N | [7 empty] | 0 | 0 | 0 | [12 empty] | 1 | 250 | 250
| 425 | Sri N K Kumar Represented by R G nail and R G Sunil, No 3/B, Industrial Layout, Ejipura, Koramangala, Bangalore |  |  |  |  | c | 7N | [7 empty] | 0 | 0 | 0 | 1 | 500 | 500 | 1 | 1
| 426 | The Joint Dierector(TB), SDS and RGICD Campus, DRS Post, Someshwara Nagara, Hosur Road, Bangalore, |  |  |  |  | g | 7N | [7 empty] | 0 | 0 | 0 | 1 | 250 | 250
| 427 | M/s Enable India, No 473/B, Adugodi Main Road, 8th Block, Koramangala, Bangalore-95 |  |  |  |  | c | 7N | [7 empty] | 0 | 0 | 0 | [12 empty] | 1 | 62.5 | 62.5
| 428 | Girimiti Software Pvt. Ltd., Sy. No. 39/1, Kundanahalli Gate, Munnekolala, Bengaluru |  |  |  |  | c | 7N | [7 empty] | 0 | 0 | 0 | [12 empty] | 1 | 200 | 200
| 429 | Smt Saroja, No.16, Bhuvanappa Layout, Madiwala, Bangalore-68 |  |  |  |  | c | 7N | [7 empty] | 0 | 0 | 0 | [12 empty] | 1 | 250 | 250
| 430 | The General Manager, M/s. Nandhini Milk Products, KMF Complex, Dr. M.H. Marigowda Road, Dharmaram College (P), Bengaluru-560029. |  |  |  |  | c | 7N | [7 empty] | 0 | 0 | 0 | [12 empty] | 1 | 125 | 125
| 431 | M/s Shanthinekethan Homes, No. 3, 2nd Cross, Opp. KIADB Quarters, Bommasandra Indl. Area, Bengaluru-99 |  |  |  |  | c | 8N | [7 empty] | 0 | 0 | 0 | [12 empty] | 1 | 125 | 125
| 432 | The Director, M/s Indira Gandhi Child Hospital, Complex, Dharmaram College Post, Bengaluru. | [5 empty] | 8N | [7 empty] | 0 | 0 | 0 | 1 | 500 | 500 | 1 | 1
| 433 | Sri Arun Kumar M, Sy No 5/5, K No 309, Thubarahalli Village, Kundanahalli, Bnagalore. |  |  |  |  | c | 8N | [7 empty] | 0 | 0 | 0 | 1 | 250 | 250 | 1 | 1
| 434 | M/s Ram Sai Projects, Partners Sri Srinath Babu Amilineni & Sri. V. Shivaprakash, Site No. 610, Kh. No. 603, ‘C’ Block, A.E.C.S Layout, Kundanahalli, Bengaluru. | 8 |  |  |  | c | 9N | [7 empty] | 0 | 0 | 0 | 1 | 160 | 160 | 1 | 1
| 435 | Sri Vinod Kumar B. K. & Sri. H. B. Rajendra, No. 7, 7th Block, Koramangala, Bengaluru, Ward No.-147 ( Old No. 67) |  |  |  |  | c | 9N | [7 empty] | 0 | 0 | 0 | 1 | 250 | 250 | 1 | 1
| 436 | Sri GuruPrasad B, #44, 45 Kh No. 21/1 A, 24th Main, Puttenhalli Village, J.P Nagar, Bangalore.-78 |  |  |  |  | c | 9N | [7 empty] | 0 | 0 | 0 | 1 | 250 | 250 | 1 | 1
| 437 | M/s Kataria Builteck Pvt Ltd., Sy. No. 51/4, Kh. No. 1524/51, R. S. Layout, Hosur Road, Bommasandra Vg., Anekal Tq, Bengaluru Dist. |  |  |  |  | c | 10N | [7 empty] | 0 | 0 | 0 | 1 | 100 | 100 | 1 | 1
| 438 | M/s. Vitamin Palace, “Sri Ranga”, No. 2/1, 1st Cross, Hosur Main Road, Opp. Forum Mall, Bengaluru- 560 029. . |  |  |  |  | c | 11N | [7 empty] | 0 | 0 | 0 | [12 empty] | 1 | 62.5 | 62.5
| 439 | M/s. 91Spring Board, No. 2, Padmakumari Complex, 3rd Floor, 80 Ft. Road, 8th Block, Opp. N.G.V. Indoor Stadium, Kormanagala, Bengaluru- 560 095. |  |  |  |  | c | N11 | [7 empty] | 0 | 0 | 0 | [12 empty] | 1 | 125 | 125
| 440 | M/s. Shanthinikethan Homes, No. 3, 2nd Cross, Opp. KIADB Quarters, Bommasandra Industrial Area, Hosur Road, Anekal Tq., Bengaluru-560099. | CDPHT-215 |  |  | CDP | c |  | BS1 | 4200 | 1800 | 2500 |  | 3000 |  | 11500 | 23000 | 34500 | 1 | 100 | 100 | 1 | 1 | [5 empty] | 1 |  | 2 | 1x125, 1x62.5 | 187.5
| 441 | M/S CENTURY HOSPITAL SERVICES, SRI. KRISHNA MURTHY, #22/5, 8th Main, Tavarekere Main Road, CHIKKA ADUGODI, MADIVALA, Bengaluru. | S4HT-293 |  |  | S4 | h |  | BS2 | 4200 | 1100 | 2500 |  | 3000 |  | 10800 | 21600 | 32400 | 1 | 250 | 250 | 1 | 1 | [5 empty] | 1 |  | 1 | 1x125 | 125
| 442 | ANITHA SHRISHRIMAL, #8, K N INDUSTRIAL Layout, "Glastic Building", MDL, Bengaluru. | S4HT-386 |  |  | S4 | c |  | BS2 | 4200 | 1100 | 7500 |  | 3000 |  | 15800 | 31600 | 47400 | 1 | 250 | 250 | 1 | 1 | [5 empty] | 3 |  | 1 | 1x125 | 125
| 443 | M/s MEDI HOPE HOSPITAL & RESEARCH CENTRE PVT LTD, # 114/1, MALLESHPALYA Main Road, NEW THIPPASANDRA, Bengaluru-75. | S7HT-175 |  |  | S7 | h |  | BS2 | 4200 | 1100 | 5000 |  | 3000 |  | 13300 | 26600 | 39900 | 1 | 500 | 500 | 1 | 1 | [5 empty] | 2 |  | 1 | 1x500 | 500
| 444 | M/s SURYA HOTEL, Opp.. PRESTIGE TECH PARK, Outer Ring Road, Marathalli, Kadubeesanahalli, Bengaluru-37. | S7HT-203 |  |  | S7 | c |  | BS2 | 4200 | 1100 | 5000 |  | 3000 |  | 13300 | 26600 | 39900 | 1 | 250 | 250 | 1 | 1 | [5 empty] | 2 |  | 1 | 1x250 | 250
| 445 | M/s. RELIANCE DIGITAL, ARVIND RAMREDDY, Outer Ring Road, , Munnekolalu, Bengaluru. | S7HT-204 |  |  | S7 | c |  | BS2 | 4200 | 3300 | 2500 |  | 3000 |  | 13000 | 26000 | 39000 | 1 | 500 | 500 | 1 | 1 | [5 empty] | 1 |  | 3 | 1x160+1x125+1x250) | 535
| 446 | M/S KRISHNA SUMMIT, No. 18, Outer Ring Road, Marathalli, Bengaluru-37. | S7HT-216 |  |  | S7 | c |  | BS2 | 4200 | 1800 | 5000 |  | 3000 |  | 14000 | 28000 | 42000 | 1 | 500 | 500 | 1 | 1 | [5 empty] | 2 |  | 2 | 1X200+ 1X82.5 | 282.5
| 447 | M/s KUSHI PG, H.KRISHNAPPA, # 3043, Old No. 21 to 24, 17TH Cross, PRAGATHI Layout, DODDANEKUNDI, Bengaluru. | S7HT-186 |  |  | S7 | c |  | BS2 | 4200 | 1100 | 2500 |  | 3000 |  | 10800 | 21600 | 32400 | 1 | 250 | 250 | 1 | 1 | [5 empty] | 1 |  | 1 | 1x125 | 125
| 448 | Smt. BHAGYALAKSHMI Sy. No. 39/1, Kundanahalli Gate, Bengaluru. | S7HT-108 |  |  | S7 | c |  | BS2 | 4200 | 700 | 5000 |  | 3000 |  | 12900 | 25800 | 38700 | 1 | 500 | 500 | 1 | 1 | [5 empty] | 2 |  | 1 | 30 | 30
| 449 | Dr K. Rudresh, #818, 8TH Block, N80 ft.. Road, Koramangala, Bengaluru. | S4HT-425 |  |  | S6 | c |  | BS1 | 4200 | 700 | 2500 |  | 3000 |  | 10400 | 20800 | 31200 | 1 | 1x160 | 160 | 1 | 1 | [5 empty] | 1 |  | 1 | 1x100 | 100
| 450 | Smt. Narayanamma, Ravi M Reddy & Shartah M Reddy, No.19, 1st Main, 40th Cross, Road, 8th Block, Jayanagara, Bengaluru-70 | S1HT-194 |  |  | S1 | c | 11 |  | 4200 | 1100 | 2500 |  | 700 |  | 8500 | 17000 | 25500 | 1 | 315 | 315 | 1 | 1 | [5 empty] | 1 |  | 1 | 125 | 125
| 451 | Sri M. Chandrashekar and Smt. Vardamma, Kh. No. 36, B.T.M 1st Stage, B.T.M Layout, Bengaluru, Ward No. 172 (Old No. 65), P.I.D No. 65-45-36. |  |  |  |  | c | 11N | [7 empty] | 0 | 0 | 0 | 1 | 250 | 250 | 1 | 1
| 452 | Sri K. A. Madhusudhan and Others, GPA Sri R. Vijay Shekar and Sri G. Kumar, No. 7, 100 Ft. Road, 5th Block 3rd Phase, B.S.K. 3rd Stage, Bengaluru -560085 |  |  |  |  | c | 11N | [7 empty] | 0 | 0 | 0 | 1 | 100 | 100 | 1 | 1
| 453 | Sri P. Kalyana Chakravathi & Others, G.P.A. M/s. S. S. Builders & Developers, Sri Ananth G. Pai & Smt. Asha M. Pai, Site No. 1193, Old K. No. 1960/1903/145/1193, New K. No. 150200103101103410, Site No.1194 Old K. No. 1961/1904/145/1194, New K. No. 150200103101103412, Site No. 1192 Old Khaneshmari No. 145/119, New-E K. No. 150200103101103409, Sree Anatha Nagar Phase 2 Kammasandra Vg., Attibele Hobli, Anekal Tq. |  |  |  |  | c | 11N | [7 empty] | 0 | 0 | 0 | 1 | 250 | 250 | 1 | 1
| 454 | Smt. Radha Prakash, Site No. 04, Kh. No. 182, Old Kh. No. 101, Sy. No. 123/1, Kundanahalli Vg., K. R. Puram Hobli, Bengaluru. |  |  |  |  | c | 12N | [7 empty] | 0 | 0 | 0 | 1 | 160 | 160 | 1 | 1
| 455 | Sri P. Rajappa, M/s. P. R. Buisness Centre, Sy. No. 36/2 & 37/1, Kadubesanahalli, Marathalli Outer Ring Road, Bengaluru- 560005 |  |  |  |  | c | 12N | [7 empty] | 0 | 0 | 0 | [12 empty] | 1 | 82.5 | 82.5
| 456 | Smt. Narayanamma, W/o Late Sri S. S. Anantharaju, No. 165/2, Kh. No. 244/238/229/165/2, Bilekahalli Vg., Begur Hobli, Bengaluru, Ward No. 187. |  |  |  |  | c | 12N | [7 empty] | 0 | 0 | 0 | 1 | 315 | 315 | 1 | 1
| 457 | Mr. T. V. Venugopal, No. 1767, 14th Main Road, Kumaraswamy Layout, 1st Stage, Bengaluru. |  |  |  |  | c | 12N | [7 empty] | 0 | 0 | 0 | 1 | 250 | 250 | 1 | 1
| 458 | Mr. T. V. Venugopal, No. 1767, 14th Main Road, Kumaraswamy Layout, 1st Stage, Bengaluru. |  |  |  |  | c | 12N | [7 empty] | 0 | 0 | 0 | [12 empty] | 1 | 250 | 250
| 459 | M/s Apollo Bangalore Cradle, No. 25, 46th Cross, 5th Block, Near Raghavendra Swamy Mutt, Jayanagar, Benagluru. |  |  |  |  | h | 12N | [7 empty] | 0 | 0 | 0 | [12 empty] | 2 | 125+200 | 325
| 460 | Sri Munireddy, Site No. 43/2, Munnekolala, Varthur Hobli, Bengaluru East, Ward No. 149. |  |  |  |  | c | 12N | [7 empty] | 0 | 0 | 0 | 1 | 250 | 250 | 1 | 1
| 461 | Sri T. V. Venu Gopal, No. 1767, 14th Main, Kumarswamy Layout, 1st Stage, Bengaluru 560078 |  |  |  |  | c | 12N | [7 empty] | 0 | 0 | 0 | [12 empty] | 1 | 250 | 250
| 462 | Sri H. Rajashekar, Site No. 406/1, 405/2 & 328/1, 7th Cross, Marathalli, Varthur Hobli, Bengaluru East Tq. |  |  |  |  | c | 12N | [7 empty] | 0 | 0 | 0 | 1 | 250 | 250 | 1 | 1
| 463 | Sri N. A. Ravi & Smt. L. Shwetha, Site No. 60, 59 & 59A, B.B.M.P. Kh. No. 492/198/60, Near Outer Ring Road, Chinnappanahalli Vg., K. R. Puram Hobli, Ward No. 86, Bengaluru 37. |  |  |  |  | c | 12N | [7 empty] | 0 | 0 | 0 | 1 | 250 | 250 | 1 | 1
| 464 | M/s. Coffee Day Global Ltd., No. 89/1, Raja Ikon, Outer Ring Road, Marathalli, Bengaluru -37 |  |  |  |  | c | 12N | [7 empty] | 0 | 0 | 0 | [12 empty] | 1 | 45 | 45
| 465 | Smt. Shashikala G., Site No. 16, Rajarajeshwari, Kh. No. 173/16/161, Yelachanahalli Industrial Layout, Uttrahalli Hobli, Bengaluru South Tq. |  |  |  |  | c | 12N | [7 empty] | 0 | 0 | 0 | 1 | 250 | 250 | 1 | 1
| 466 | Sri Srinivas Reddy, M/s. Savovry Buisness Hotel, No. 84, Hosur Main road, Madiwala, Bengaluru. |  |  |  |  | c | 12N | [7 empty] | 0 | 0 | 0 | [12 empty] | 1 | 125 | 125
| 467 | Sri M. G. Raghavendra & Sri G. K. Nanda Kumar, No. 19, Siddiaiah Road, Bengaluru. |  |  |  |  | c | 12N | [7 empty] | 0 | 0 | 0 | [12 empty] | 1 | 100 | 100
| 468 | Smt. Sunitha J Asrani, Kum. Nanda J Asrani, Kum. Tanuja J Asrani, Kum. Soni J Asrani & Kum. Santhosh J. Asrani. No. 444, 6th Block, Koramangala, Bengalauru. |  |  |  |  | c | 12N | [7 empty] | 0 | 0 | 0 | 1 | 250 | 250 | 1 | 1
| 469 | M/s. Rayalaseema Chefs, No.88. 1st Floor, VIMS Hospital Building,Opp. More Mega Stores, Outer Ring Road, Marathahalli, Bengaluru - 560 037. |  |  |  |  | c | 12N | [7 empty] | 0 | 0 | 0 | [12 empty] | 1 | 62.5 | 62.5
| 470 | Dr.Vijay Kumar.C.S& Dr.Prabhavathi.V. NO. 65, Doddaenakundi Village, Karthiknagar, Marathahalli, LRDE Layout, Outer Ring Road, Bengaluru. |  |  |  |  | c | 12N | [7 empty] | 0 | 0 | 0 | [12 empty] | 1 | 125 | 125
| 471 | M/s. Central Muslim Association of Karnataka, No. 18/2, 13th A Cross, 2nd Block, Jaynagara, Bengaluru. |  |  |  |  | c | 12N | [7 empty] | 0 | 0 | 0 | 1 | 630 | 630 | 1 | 1
| 472 | M/s British Biologicals, G. M. Pearl, No. 4, B. T. M. Layout, 1st stage, 1st Phase, Bengaluru -560 068 |  |  |  |  | c | 12N | [7 empty] | 0 | 0 | 0 | [12 empty] | 1 | 125 | 125
| 473 | Mr. M. Chandra Shekar Naidu & Smt. Vardamma No. 36, 20th Main, 1st Cross, B.T.M. 1st Stage, Bengaluru – 560 068. |  |  |  |  | c | 12N | [7 empty] | 0 | 0 | 0 | [12 empty] | 1 | 62.5 | 62.5
| 474 | M/s Dimensional Fianance Pvt. Ltd., No.18, 15th Cross, 6th Phase, J.P.Nagar, Bengaluru. |  |  |  |  | c | 12N | [7 empty] | 0 | 0 | 0 | 1 | 250 | 250 | 1 | 1
| 475 | Smt. S. Srilakshmi & Sri Pavan Kaumr S. S., No. 16, New NO. 04, 9th Main Road, 3rd Block, Jayanagara, Bengaluru-11 |  |  |  |  | c | 1N | [7 empty] | 0 | 0 | 0 | 1 | 400 | 400 | 1 | 1
| 476 | Smt. Lakshmi Devi, No. 03, Kh. No. 586/384/275, Uttarahalli Vg., Bengaluru. |  |  |  |  | c | 1N | [7 empty] | 0 | 0 | 0 | 1 | 250 | 250 | 1 | 1
| 477 | M/s. Coextrix Technologies Pvt. Ltd No.218, 3rd Floor, 9th Cross, Above Punjab National Bank, 2nd Phase, J.P Nagar, Bangalore-560 078. |  |  |  |  | c | 2N | [7 empty] | 0 | 0 | 0 | [12 empty] | 1 | 63 | 63
| 478 | Sri N. Narayana Swamy, Sri M. G. Raghavendra & Others, No. 45, 22nd Cross, 3rd Block, Jayanagara, Bengaluru-560011 |  |  |  |  | c | 2N | [7 empty] | 0 | 0 | 0 | 1 | 1250 | 1250 | 1 | 1
| 479 | M/s. Pragathi Builders, Rep by Mr. Molugiri Kiran Kumar, Sy. No. 160/2A, Hebbagodi Vg., Anekal Tq., Bengaluru. |  |  |  |  | c | 2N | [7 empty] | 0 | 0 | 0 | 1 | 250 | 250 | 1 | 1
| 480 | Sri. G. Balasubramani, Sy No-50, Green Garden Layout, Munnekolalu, Bengaluru |  |  |  |  | c | 2N | [7 empty] | 0 | 0 | 0 | 1 | 500 | 500 | 1 | 1
| 481 | Sri. Jagamohan Sharma and Smt. Anjana Sharma, No-156 & 157, Kh No-187, CKB Layout, Munnekolalu, Bengaluru |  |  |  |  | c | 2N | [7 empty] | 0 | 0 | 0 | 1 | 160 | 160 | 1 | 1
| 482 | Sri N. Gopala Krishna, No. 63, 7th Main Road, Thavarekere Extn., Bengaluru. |  |  |  |  | c | 3N | [7 empty] | 0 | 0 | 0 | 1 | 250 | 250 | 1 | 1
| 483 | Mr. Ashwathnarayana Reddy, No. 110/6, Kundanahalli Vg., K. R. Puram Hobli, Bengaluru East Tq., Bengaluru. |  |  |  |  | c | 3N | [7 empty] | 0 | 0 | 0 | 1 | 500 | 500 | 1 | 1
| 484 | M/s. N. D. Developers Pvt. Ltd., No. 73/74/113, 16th Main, BTM Layout, 2nd stage, J. P. Nagara, Bengaluru. |  |  |  |  | c | 3N | [7 empty] | 0 | 0 | 0 | [12 empty] | 1 | 250 | 250
| 485 | Sri Venktegowda, No. 428, 80 Ft. Road, 6th Block, Koramangala, Bengaluru. |  |  |  |  | c | 3N | [7 empty] | 0 | 0 | 0 | 1 | 100 | 100 | 1 | 1
| 486 | Sri. M Krishnappa, No. 1370, 103/1, 103/1, Uttarahalli Bengaluru |  |  |  |  | c | 3N | [7 empty] | 0 | 0 | 0 | 1 | 250 | 250 | 1 | 1
| 487 | M/s Sri Venkateshwara Exports, Sri. L. Venugopal, No. 27, 80 Ft. Main Road, 6th Block, Koramangala, Bengaluru. |  |  |  |  | c | 3N | [7 empty] | 0 | 0 | 0 | [12 empty] | 1 | 500 | 500
| 488 | Sri Ananda Reddy M. G., “Grey Rock” No. 10, 24th Main, 1st Phase, J. P. Nagara, Bengaluru-78 |  |  |  |  | c | 3N | [7 empty] | 0 | 0 | 0 | [12 empty] | 1 | 160 | 160
| 489 | A VENKATESH & Others. M/s A.M.P LAZA, # 89, OLD Airport Road, Bengaluru-560017. | S3HT-097 |  |  | S3 | c |  | BS2 | 4200 | 700 | 2500 |  | 3000 |  | 10400 | 20800 | 31200 | 1 | 250 | 250 | 1 | 1 | [5 empty] | 1 |  | 1 | 82.5 | 82.5
| 490 | P Vasundara, P Vikas & P Vishwas, #72, 15th Cross Road, 3rd Phase, J P Nagar, Bengaluru. | S6HT-281 |  |  | S6 | c |  | BS1 | 4200 | 1100 | 2500 |  | 3000 |  | 10800 | 21600 | 32400 | 1 | 250 | 250 | 1 | 1 | [5 empty] | 1 |  | 1 | 1x250 | 250
| 491 | Chandra Reddy, No-14, Annex Building, 100ft Road, BTM Stage, Bengalkuru | S4HT-297 |  |  | S4 | c | 11 |  | 4200 | 1800 | 2500 |  | 3000 |  | 11500 | 23000 | 34500 | 1 | 250 | 250 | 1 | 1 | [5 empty] | 1 |  | 1 | 160+45 | 205
| 492 | M/S Principal, ITI, Hosur Road, Bengaluru. | S1HT-004 |  |  | S4 | c |  | BS2 | 4200 | 1100 | 2500 |  | 3000 |  | 10800 | 21600 | 32400 | 1 | 250 | 250 | 1 | 1 | [5 empty] | 1 |  | 1 | 1x250 | 250
| 493 | M/S K V Sathyanarayana Raju & K V Bhaskar Raju, Basavanagudi. Bengaluru. | S1HT-014 |  |  | S1 | c |  | BS1 | 4200 | 1100 | 2500 |  | 3000 |  | 10800 | 21600 | 32400 | 1 | 250 | 250 | 1 | 1 | [5 empty] | 1 |  | 1 | 125 | 125
| 494 | M/s Khadar Mohiddin, #193/73/3A, R.V. Road, Jayanagar, Bengaluru (Santota So ft.wear) | S1HT-021 |  |  | S1 | c |  | BS1 | 4200 | 700 | 5000 |  | 3000 |  | 12900 | 25800 | 38700 | 1 | 200 | 200 | 1 | 1 | [5 empty] | 2 |  | 1 | 100 | 100
| 495 | The Executive Engineer, Mahanagar Palike Shopping Complex, 2nd Block, Jayanagara, Bengaluru. | S1HT-037 |  |  | S1 | g |  | BS1 | 4200 | 1100 | 2500 |  | 3000 |  | 10800 | 21600 | 32400 | 1 | 250 | 250 | 1 | 1 | [5 empty] | 1 |  | 1 | 160 | 160
| 496 | The Asst. Ex. Engineer(El.), Karmikara Bhavana, B.G. Road, Bengaluru. | S1HT-044 |  |  | S1 | g |  | BS1 | 4200 | 1100 | 2500 |  | 3000 |  | 10800 | 21600 | 32400 | 1 | 250 | 250 | 1 | 1 | [5 empty] | 1 |  | 1 | 160 | 160
| 497 | M/s Narendra Raju, # 452-16/3, 27th Cross, 4th Block, Jayanagar, Bengaluru. [Sony World] | S1HT-060 |  |  | S1 | c |  | BS1 | 4200 | 1100 | 2500 |  | 3000 |  | 10800 | 21600 | 32400 | 1 | 250 | 250 | 1 | 1 | [5 empty] | 1 |  | 1 | 160 | 160
| 498 | Rajalakshmi Plaza, No. 20 South End Road, Basavangudi, Bengaluru. | S1HT-075 |  |  | S1 | c |  | BS1 | 4200 | 1100 | 2500 |  | 3000 |  | 10800 | 21600 | 32400 | 1 | 500 | 500 | 1 | 1 | [5 empty] | 1 |  | 1 | 160 | 160
| 499 | Sanjana Complex, 74 No. 2 Elephant Rock Road, 3rd Block Jaynagar, Bengaluru. (Spencer's) | S1HT-103 |  |  | S1 | c |  | BS1 | 4200 | 2200 | 2500 |  | 3000 |  | 11900 | 23800 | 35700 | 1 | 500 | 500 | 1 | 1 | [5 empty] | 1 |  | 2 | 180+320 | 320
| 500 | Sri B. S. Alok, # 404/405/49-14, 28th 'C' Cross, Geetha Colony, Jayanagar, Bengaluru. (Rakshatha Fashion) | S1HT-130 |  |  | S1 | c |  | BS1 | 4200 | 1100 | 2500 |  | 3000 |  | 10800 | 21600 | 32400 | 1 | 250 | 250 | 1 | 1 | [5 empty] | 1 |  | 1 | 200 | 200
| 501 | Smt. Vijaya, #61, A. K Colony, K. R. Road, Jayanagar, Bengaluru. (Opp. to Reddyis Petrol Bunk ( S.B.I. )) | S1HT-136 |  |  | S1 | c |  | BS1 | 4200 | 1100 | 2500 |  | 3000 |  | 10800 | 21600 | 32400 | 1 | 250 | 250 | 1 | 1 | [5 empty] | 1 |  | 1 | 200 | 200
| 502 | Sri. C. Kanthilal, #63/3, 6th Block, Jayanagar, Bengaluru. (near Reddy's Petrol Bunk, K.R Road) | S1HT-138 |  |  | S1 | c |  | BS1 | 4200 | 1100 | 2500 |  | 3000 |  | 10800 | 21600 | 32400 | 1 | 250 | 250 | 1 | 1 | [5 empty] | 1 |  | 1 | 250 | 250
| 503 | Sri V. Balakrishna Raju, # 393/394-82, 11th Main, 4th Block, Jayanagar, Bengaluru. [Prince Jewl. & Deepam Silks] | S1-HT139 |  |  | S1 | c |  | BS1 | 4200 | 1100 | 5000 |  | 3000 |  | 13300 | 26600 | 39900 | 1 | 250 | 250 | 1 | 1 | [5 empty] | 2 |  | 1 | 200 | 200
| 504 | Sri. B.N.K. Sarathy, #459/30, 30th Cross, 4th Block, Jayanagar, Bengaluru. [Hotel Mayya's] (Near Old S/D & Opp to Ganesha Temple) | S1HT-141 |  |  | S1 | c |  | BS1 | 4200 | 1100 | 7500 |  | 3000 |  | 15800 | 31600 | 47400 | 1 | 250 | 250 | 1 | 1 | [5 empty] | 3 |  | 1 | 250 | 250
| 505 | The Principal, Government College of Pharmacy, Subbiaha Circle, Lalbagh Road, Bengaluru. (Next to S2HT 99) | S2HT-189 |  |  | S2 | g |  | BS1 | 4200 | 1100 | 2500 |  | 3000 |  | 10800 | 21600 | 32400 | 1 | 250 | 250 | 1 | 1 | [5 empty] | 1 |  | 1 | 1x125 | 125
| 506 | M/s. Delhi Public School, 11th KM, Yelachenahalli Industrial Area, Kanakapura Road, Konanakunte Post, Bengaluru-560062 | S5HT-033 |  |  | S5 | c |  | BS1 | 4200 | 2100 | 2500 |  | 3000 |  | 11800 | 23600 | 35400 | 1 | 250 | 250 | 1 | 1 | [5 empty] | 1 |  | 3 | 2x45+1x62.5 | 152.5
| 507 | Karishma Construction Rep. by. G.P.Srinivas & Others, Site No. 19 & 20, Raja Gardenia Layout, Thurahalli, Uttarahalli, Bengaluru. | S5HT-123 |  |  | S5 | c |  | BS1 | 4200 | 1100 | 2500 |  | 3000 |  | 10800 | 21600 | 32400 | 1 | 250 | 250 | 1 | 1 | [5 empty] | 1 |  | 1 | 1x125 | 125
| 508 | M/s. XAVIER EDUCATION TRUST, RYAN INTERNATIONAL SCHOOL, Kundalahalli, Bengaluru. | S7HT-016 |  |  | S7 | c |  | BS1 | 4200 | 1100 | 7500 |  | 2800 |  | 15600 | 31200 | 46800 | 1 | 1x500 | 500 | 1 | 4 | [5 empty] | 3 |  | 1 | 1x250 | 250
| 509 | M/s. Skyline Developers (P) Ltd., Sri. Avinash Prabhu & Khusro Khalid Ahmed, "Vista" #787, 15th Cross, 1st Phase, J P Nagar, Bengaluru | S6HT-277 |  |  | S6 | c |  | BS1 | 4200 | 1100 | 2500 |  | 3000 |  | 10800 | 21600 | 32400 | 1 | 1x250 | 250 | 1 | 1 | [5 empty] | 1 |  | 1 | 1x250 | 250
| 510 | Sri B.M. Anand, #29 & 19, 7th Main Road, 4th Block, Jayanagar, Bengaluru. (Behind Ganesha Temple) Vasan Eye Care . | S1HT-143 |  |  | S1 | c |  | BS1 | 4200 | 1100 | 2500 |  | 3000 |  | 10800 | 21600 | 32400 | 1 | 1x250 | 250 | 1 | 1 | [5 empty] | 1 |  | 1 | 1x125 | 125
| 511 | The Managing Director, BMTC, 4th Block, Jayanagar, Bengaluru. Bus Stand | S1HT-145 |  |  | S1 | g |  | BS1 | 4200 | 1100 | 5000 |  | 3000 |  | 13300 | 26600 | 39900 | 1 | 1x500 | 500 | 1 | 1 | [5 empty] | 2 |  | 1 | 200 | 200
| 512 | Smt. Sajini Pathikonda, #69, 12th Main Road, 3rd Block, Jayanagar, Bengaluru. (MENTORIS) | S1HT-146 |  |  | S1 | c |  | BS1 | 4200 | 700 | 2500 |  | 3000 |  | 10400 | 20800 | 31200 | 1 | 160 | 160 | 1 | 1 | [5 empty] | 1 |  | 1 | 62.5 | 62.5
| 513 | Sri. V. R. Muralidhar, #602/1, 45th Cross, 8th Block, Jayanagar, Bengaluru. (Near Banashankari Bus Stand) | S1-HT152 |  |  | S1 | c |  | BS1 | 3300 | 700 | 2500 |  | 3000 |  | 9500 | 19000 | 28500 | 1 | 100 | 100 | 1 | 1 | [5 empty] | 1 |  | 1 | 62.5 | 62.5
| 514 | Sri A. Bhaskar, Managing Director, M/s S.V.G. Hotels, #1, 14th Cross, 2nd Block, Jayanagar, Bengaluru. (Opp. To Bengaluru Hospital) | S1-HT153 |  |  | S1 | c |  | BS1 | 4200 | 1100 | 2500 |  | 3000 |  | 10800 | 21600 | 32400 | 1 | 250 | 250 | 1 | 1 | [5 empty] | 1 |  | 1 | 125 | 125
| 515 | Sri G. Baskar Naidu & Others, #52, 12th Main, 4th Block, Jayanagar, Bengaluru. (Next to Adiga's Hotel) | S1-HT155 |  |  | S1 | c |  | BS1 | 4200 | 1100 | 2500 |  | 3000 |  | 10800 | 21600 | 32400 | 1 | 250 | 250 | 1 | 1 | [5 empty] | 1 |  | 1 | 125 | 125
| 516 | Smt. Uma. S. Pai & Others, #220, 39th 'A' Cross, 9th Main Road, 5th Block, Jayanagar, Bengaluru. (Near Telephone Exchange) | S1-HT169 |  |  | S1 | c |  | BS1 | 4200 | 1100 | 2500 |  | 3000 |  | 10800 | 21600 | 32400 | 1 | 250 | 250 | 1 | 1 | [5 empty] | 1 |  | 1 | 125 | 125
| 517 | M/s Rongoli Sarees Ltd., Rep. by Sri Mohan Kumar Jain, #18, 27th Cross, 4th Block, Jayanagar, Bengaluru. (Near Sony Center) | S1HT-170 |  |  | S1 | c |  | BS1 | 4200 | 1100 | 2500 |  | 3000 |  | 10800 | 21600 | 32400 | 1 | 250 | 250 | 1 | 1 | [5 empty] | 1 |  | 1 | 125 | 125
| 518 | Sri. Krishna Reddy. N.A. & Others, Old No. 50, New No. 157, 9th Main, 3rd Block, Jayanagar, Bengaluru (Near Malbar Gold, [JOS ALUKKAS]) | S1HT-171 |  |  | S1 | c |  | BS1 | 4200 | 1100 | 2500 |  | 3000 |  | 10800 | 21600 | 32400 | 1 | 250 | 250 | 1 | 1 | [5 empty] | 1 |  | 1 | 125 | 125
| 519 | Sri R. Mahesh Kumar, G.P.A.: Sri R. Nanda Kumar, #14, 39th 'B' Cross, 9th Main Road, 5th Block, Jayanagar, Bengaluru. (Near Telephone Exchange & Next to National Co-Op Bank) | S1HT-173 |  |  | S1 | c |  | BS1 | 4200 | 700 | 2500 |  | 3000 |  | 10400 | 20800 | 31200 | 1 | 250 | 250 | 1 | 1 | [5 empty] | 1 |  | 1 | 100 | 100
| 520 | Sri J.E. Chandrashekar & Others, # 299/D/B, New # 50, 9th Main, 5th Block, Jayanagar, Bengaluru. | S1HT-186 |  |  | S1 | c |  | BS1 | 5800 | 1100 | 5000 |  | 3000 |  | 14900 | 29800 | 44700 | 1 | 750 | 750 | 1 | 1 | [5 empty] | 2 |  | 1 | 500 | 500
| 521 | M/s Karnataka State Co-Operative Urban Bank, No. 132, K.H. Road, Bengaluru. | S2HT-043 |  |  | S2 | c |  | BS1 | 4200 | 1100 | 5000 |  | 3000 |  | 13300 | 26600 | 39900 | 1 | 250 | 250 | 1 | 1 | [5 empty] | 2 |  | 1 | 320 | 320
| 522 | M/s Choudry Inn's Pvt Ltd., No. 1, Langford Road Garden, Lalbagh Road, Bengaluru-27. (Sathyam Computers near fly over) | S2HT-056 |  |  | S2 | c |  | BS1 | 4200 | 1100 | 5000 |  | 3000 |  | 13300 | 26600 | 39900 | 1 | 500 | 500 | 1 | 1 | [5 empty] | 2 |  | 1 | 380 | 380
| 523 | M/s H Nabhi Raj, No. 11, Hosur Road, Adugodi, Bengaluru. Sri Nidhi Kalyan Mantap, (next to petrol bunk) | S2HT-077 |  |  | S2 | c |  | BS1 | 4200 | 1100 | 5000 |  | 3000 |  | 13300 | 26600 | 39900 | 1 | 500 | 500 | 1 | 1 | [5 empty] | 2 |  | 1 | 400 | 400
| 524 | Sri K. S. Sudharshan, No. 78, Mission Road, Bengaluru. (Sudarshan Silks) | S2HT-099 |  |  | S2 | c |  | BS1 | 5800 | 1100 | 5000 |  | 3000 |  | 14900 | 29800 | 44700 | 1 | 630 | 630 | 1 | 1 | [5 empty] | 2 |  | 1 | 180 | 180
| 525 | Sri. K.M. Basavaraj, # 77/1 (37), Lalbagh Road, Near fly over, Sampangirama Nagara, Bangalroe. (CENTURION Bank) | S2HT-117 |  |  | S2 | c |  | BS1 | 4200 | 1100 | 2500 |  | 3000 |  | 10800 | 21600 | 32400 | 1 | 500 | 500 | 1 | 1 | [5 empty] | 1 |  | 1 | 500 | 500
| 526 | Sri K. H Doddaswamnaiaha, #14, 11th Main Road, 3rd Block, Jayanagar, Bengaluru. (Next to Max Life) | S1HT-203 |  |  | S1 | c |  | BS1 | 4200 | 1100 | 2500 |  | 3000 |  | 10800 | 21600 | 32400 | 1 | 250 | 250 | 1 | 1 | [5 empty] | 1 |  | 1 | 125 | 125
| 527 | M/s. Gururaya Construction, Sri. Shankara R Peruri & Amarjyothi Peruri, No. 759, 8th Main, 3rd Phase, J.P Nagar, Bangalore-560078. | S6HT-216 |  |  | S6 | c | 9 |  | 4200 | 700 | 7500 |  | 3000 |  | 15400 | 30800 | 46200 | 1 | 500 | 500 | 1 | 1 | [5 empty] | 3 |  | 1 | 62.5 | 62.5
| 527a | The Manager, M/s. ICICI Bank, Ground Floor, M/s. Gururaya Construction, No. 759, 8th Main, 3rd Phase, J.P Nagar, Bangalore-560078 | S6HT-216 |  |  | S6 | c | 9 |  |  | 1700 |  |  |  |  | 1700 | 3400 | 5100 | [12 empty] | 1 | 30 | 30
| 527B | M/s. Net Zealius Services India (P) Ltd., 3rd Floor, C/o M/s. Gururaya Construction, No. 759, 8th Main, 3rd Phase, J.P Nagar, Bangalore-560078 | S6HT-216 |  |  | S6 | c | 9 |  |  | 1700 |  |  |  |  | 1700 | 3400 | 5100 | [12 empty] | 1 | 100 | 100
| 527c | The Manager, Andhra Bank, Ground Floor, C/o M/s. Gururaya Construction, No. 759, 8th Main, 3rd Phase, J.P Nagar, Bangalore-560078 | S6HT-216 |  |  | S6 | c | 9 |  |  | 1700 |  |  |  |  | 1700 | 3400 | 5100 | [12 empty] | 1 | 40 | 40
| 527d | M/s. Ineight India Pvt. Ltd., 2nd Floor, C/o M/s. Gururaya Construction, No. 759, 8th Main, 3rd Phase, J.P Nagar, Bangalore-560078 | S6HT-216 |  |  | S6 | c | 9 |  |  | 1700 |  |  |  |  | 1700 | 3400 | 5100 | [12 empty] | 1 | 62.5 | 62.5
| 527e | Kamat Yatrinivas (P) Ltd., "Kamat Swaad", Ground Floor, C/o M/s. Gururaya Construction, No. 759, 8th Main, 3rd Phase, J.P Nagar, Bengaluru-560078. | S6HT-216 |  |  | S6 | c | 9 |  |  | 2600 |  |  |  |  | 2600 | 5200 | 7800 | [12 empty] | 1 | 160 | 160
| 528 | The Propreitor/ Manager, M/s. Golden Fabricators ( Building of Smt. M. Lakhsmi), No. 59, Jew Industrial Estate, Yelachanahalli, 11th K. M., Kanakapura Road, Bengaluru-560062 | S5HT-087 | 17.05.17 | 5 | S5 | c | D | BS1 | 4200 | 1100 | 2500 |  | 700 |  | 8500 | 17000 | 25500 | 1 | 1x160 | 160 | 1 | 1 | GF+4UF |  |  |  |  | 1 |  | 1 | 1x125 | 125
|  | M/s Urvashi Theatre, No. 40, Lalbagh Road, Bangalore- 560027 | [13 empty] | 0 | 0 | 0 | [6 empty] | PT | 1
|  | M/s. Tulsi Theatre, Marathalli, Bengaluru-37 | [13 empty] | 0 | 0 | 0 | [6 empty] | PT | 1
|  | M/s Pyramid Entertainment India Pvt Ltd, No. 44/1, K.H Road, Bangalore- 560027 | [13 empty] | 0 | 0 | 0 | [6 empty] | PT | 1
|  | M/s Sri BAlaji Theatre, S.S Entertainments, #21, Kasi Vishweshwara Temple Street, Vannerpet, Bangalore-560047 | [13 empty] | 0 | 0 | 0 | [6 empty] | PT | 1
|  | M/s Eshwari Theatre, 43/2, 3rd stage Banashankari, 100ft feet ring road,Bangalore-85 | [13 empty] | 0 |  | 0 | [6 empty] | PT | 1
|  | M/s BNM Institute of Technology, PB No: 7087, 12th Main, BSK 2nd Stage, Bengaluru. | [6 empty] | Solar | 100 KW | 100 | [6 empty] | 0